## Assumptions
Inputs | [15 empty] | yes
[6 empty] | GMP-JC-5 | [9 empty] | no
Cell Color Code
Calculation
Active input in model |  |  | Assumption Set | Midpoint assumptions
Notes and labels
| Active Inputs | Potential range | Assumptions Set A | Assumptions Set B | Midpoint assumptions
Installs (All in year 1) | 720 | - | 720 | 720 | 720
Energy Storage System Cost | 23200 | - | 23000 | 23400 | 23200
Amount subject to base ITC only | 900 |  | 900 | 900 | 900
kW per hour per full system | 11.5 | - | 11.5 | 11.5 | 11.5
Max hours discharge | 2.1 | - | 2.1 | 2.1 | 2.1
Customer Payment monthly | 55 | - | 55 | 55 | 55
Customer Upfront Payment | 5500 | - | 5500 | 5500 | 5500
% Systems paid monthly (remainder paid upfront) | 80% | 75% - 85% | 80% | 80% | 0.8
O&M (annual per system starting year 1) | 3 |  | 3 | 3 | 3
Frequency Revenue ($/MW-hour) starting value 2025 | 11.5 | $10-14 | 13 | 10 | 11.5
Frequency Regulation hours/day | 6 | - | 6 | 6 | 6
Frequency regulation years (how many years does this value stream last) | 6 | 4-10 years | 7 | 5 | 6
Frequency regulation market degradation rate | 15% | - | 15% | 15% | 0.15
Frequency Regulation Participation credit (monthly) | 0 | - | 0 | 0 | 0
Energy Arbitrage $/kW-month | 1.025 | $0.80 - $1.30 | 1.1 | 0.95 | 1.025
Power Factor/VAR Support ($/kw-month) | 0 | - | 0 | 0 | 0
Value of deferred T&D upgrades ($/kW-year peak reduction) | 72.5 | - | 85 | 60 | 72.5
T&D deferral start year | 7 | - | 7 | 7 | 7 |  |  |  | Peak Forecast Accuracy |  |  |  | Frequency Regulation
T&D deferral length (years) | 2 | - | 2 | 2 | 2 |  |  |  | 20 year average | 34.7% | 43.47% |  | Average earnings
End of life removal cost (Net of Recycling Proceeds) | 300 | $0 - $500 | 200 | 400 | 300 |  |  |  | Year | RNS | FCM |  | Year | Average $/MW-hr
ITC | 40% | - | 40% | 40% | 0.4 |  |  |  | 2025 | 61% | 73% |  | 2025 | 9.775
Base ITC | 30% |  | 30% | 30% | 0.3
Tier 3 Value - MWh | 19.4 | - | 19.4 | 19.4 | 19.4 |  |  |  | 2026 | 57.49% | 69.17% | YEAR 1 | 2026 | 8.3087 | YEAR 1
Tier 3 Value - $$ | 25 | - | 25 | 25 | 25 |  |  |  | 2027 | 54.19% | 65.54% |  | 2027 | 7.0624
Total Tier 3 Value | 485 |  | 485 | 485 | 485 |  |  |  | 2028 | 51.07% | 62.1% |  | 2028 | 6.0031
DASI Value per kW-month (Starting value 2025) | 0.05 |  | 0.05 | 0.05 | 0.05
[9 empty] | 2029 | 48.13% | 58.84% |  | 2029 | 5.1026
Battery Availability | 92% | 90% - 95% | 93% | 91% | 0.92 |  |  |  | 2030 | 45.37% | 55.75% |  | 2030 | 4.3372
[9 empty] | 2031 | 42.76% | 52.82% |  | 2031 | 3.6866
Reserve Margin | 35% | 30% - 40% | 35% | 35% | 0.35 |  | Forecast Effectiveness |  | 2032 | 40.3% | 50.05% |  | 2032 | 3.1336
Losses | 6.75% | 6% - 9% | 7% | 6.5% | 0.0675 |  | Year 1 | Year 10 | 2033 | 37.98% | 47.42% |  | 2033 | 2.6636
[7 empty] | 69.17% | 42.57% | 2034 | 35.8% | 44.93% |  | 2034 | 2.2641
FCM forecast effectiveness starting value (2025) | 73% | 70% - 76% | 74% | 72% | 0.73 |  |  |  | 2035 | 33.74% | 42.57% |  | 2035 | 1.9244
FCM forecast effectiveness degradation per year (first 10 years) | 5.25% | 4.5% - 7% | 5% | 5.5% | 5.25% |  |  |  | 2036 | 31.8% | 40.34% | YEAR 11 | 2036 | 1.6358
FCM forecast effectiveness degradation per year (11-20 years) | 5.25% | 4.5% - 7% | 5% | 5.5% | 5.25% |  | 57.49% | 33.74% | 2037 | 29.97% | 38.22% |  | 2037 | 1.3904
RNS Forecast effectiveness starting value (2025) | 61% | 58% - 63% | 62% | 60% | 61% |  |  |  | 2038 | 28.25% | 36.21% |  | 2038 | 1.1819
RNS forecast effectiveness degradation per year (first 10 years) | 5.75% | 4.5% - 7% | 5.5% | 6% | 5.75% |  |  |  | 2039 | 26.62% | 34.31% |  | 2039 | 1.0046
RNS forecast effectiveness degradation per year (11-20 years) | 5.75% | 4.5% - 7% | 5.5% | 6% | 5.75% |  |  |  | 2040 | 25.09% | 32.51% |  | 2040 | 0.85389
Round Trip Efficiency | 85% | 84% - 89% | 85% | 85% | 85% |  |  |  | 2041 | 23.65% | 30.8% |  | 2041 | 0.7258
Cycles per month | 8 | - | 8 | 8 | 8 |  |  |  | 2042 | 22.29% | 29.19% |  | 2042 | 0.61693
Tesla % | 100% | - | 100% | 100% | 100% |  |  |  | 2043 | 21.01% | 27.65% |  | 2043 | 0.52439
Virtual Peaker % | 0% | - | 0% | 0% | 0% |  |  |  | 2044 | 19.8% | 26.2% |  | 2044 | 0.44573
Tesla connectivity cost per year | 24 | - | 24 | 24 | 24 |  |  |  | 2045 | 18.66% | 24.83% | YEAR 20 | 2045 | 0.37887 | YEAR 20
VP connectivity cost First 5k devices | 38 | - | 38 | 38 | 38 |  |  |  | 2046 | 17.59% | 23.52% |  | 2046 | 0.32204
VP connectivity cost 5-10k devices | 10.8 |  | 10.8 | 10.8 | 10.8 |  |  |  | 2047 | 16.58% | 22.29% |  | 2047 | 0.27374
VP connectivity cost 10-25k devices | 9.6 |  | 9.6 | 9.6 | 9.6 |  |  |  | 2048 | 15.62% | 21.12% |  | 2048 | 0.23268
Starting # VP devices year 1 | 6400 |  | 6400 | 6400 | 6400 |  |  |  | 2049 | 14.73% | 20.01% |  | 2049 | 0.19777
New VP devices per year | 500 |  | 500 | 500 | 500 |  |  |  | 2050 | 13.88% | 18.96% |  | 2050 | 0.16811
Inflation rate | 2% | - | 2% | 2% | 2% |  |  |  | 2051 | 13.08% | 17.96% |  | 2051 | 0.14289
FCM capacity cost trajectory | Base | Base - High (30% above base) | Base | Base | Base |  |  |  | 2052 | 12.33% | 17.02% |  | 2052 | 0.12146
Rate 1 (2026) | 0.21457 | - | 0.21457 | 0.21457 | 0.21457 |  |  |  | 2053 | 11.62% | 16.13% |  | 2053 | 0.10324
[9 empty] | 2054 | 10.95% | 15.28% |  | 2054 | 0.087754
[9 empty] | 2055 | 10.32% | 14.48% |  | 2055 | 0.074591
Degradation - | [8 empty] | 2056 | 9.729% | 13.72% |  | 2056 | 0.063402
This is used to determine 'Capacity Volume' and 'RNS Volume' on the Monthly tab. | Year | Battery Degradation | [6 empty] | 2057 | 9.169% | 13% |  | 2057 | 0.053892
| 1 | 99% | [6 empty] | 2058 | 8.642% | 12.32% |  | 2058 | 0.045808
| 2 | 99% | [6 empty] | 2059 | 8.145% | 11.67% |  | 2059 | 0.038937
| 3 | 98% | [6 empty] | 2060 | 7.677% | 11.06% |  | 2060 | 0.033096
| 4 | 98% | [6 empty] | 2061 | 7.235% | 10.48% |  | 2061 | 0.028132
| 5 | 98%
| 6 | 98%
| 7 | 97%
| 8 | 97%
| 9 | 96%
| 10 | 96%
| 11 | 95%
| 12 | 95%
| 13 | 95%
| 14 | 94%
| 15 | 93%
| 16 | 93%
| 17 | 92%
| 18 | 92%
| 19 | 91%
| 20 | 91%
21
22
23
24
25
26
27
28
29
30
Failure Rate
Zero failure rate assumed through year 10 due to warranty | Year | Failure Rate | Cumulative Failure Rate
| 1 | 0% | 0%
| 2 | 0% | 0%
| 3 | 0% | 0%
| 4 | 0% | 0%
| 5 | 0% | 0%
| 6 | 0% | 0%
| 7 | 0% | 0%
| 8 | 0% | 0%
| 9 | 0% | 0%
| 10 | 0% | 0%
| 11 | 1% | 1%
| 12 | 1% | 2%
| 13 | 1% | 3%
| 14 | 3% | 6%
| 15 | 3% | 9%
| 16 | 5% | 14%
| 17 | 11% | 25%
| 18 | 20% | 45%
| 19 | 25% | 70%
| 20 | 30% | 100%
| 21 |  | 100%
| 22 |  | 100%
| 23 |  | 100%
| 24 |  | 100%
| 25 |  | 100%
| 26 |  | 100%

## FCM-RNS-LMP Assumptions
ACTUAL KNOWN INPUT |  | 2024-06-01
FORECAST INPUT |  | 2024-06-01
FCM |  |  | Price $/kW-month |  |  | RNS |  | $/kW-month
Auction | Begin | End | Active in Model | Base | High | Year | Month | Active in Model | RNS Schedule 9 forecast (already adjusted for inflation) | OATT1 forecast (adjusted for inflation) | Year | LMP inflation factor | Yr 1 Installations | Yr 2 Installations | Yr 3 Installations | Month # | Month | On-Peak (adjusted for inflation) | Off-Peak (Adjusted for inflation) | Pre-inflation on-Peak | Pre-inflation off peak | Peak Attempts | RTE | Net (1) | Net (2) | Net (3) | kWh RTE losses (1) | kWh RTE losses (1) | kWh RTE losses (3)
FCA14 | 2023-06-01 | 2024-05-31 | 2 | 2 | 2 | 2023 | 2023-01-01 | 11.949 | 11.949 |  | 2024 |  |  |  |  | 6 | 2024-06-01 | 47.5 | 35.6 |  |  | 8 | 85% | [6 empty] | battery kW | 11.5
FCA15 | 2024-06-01 | 2025-05-31 | 2.48 | 2.48 | 2.48 | 2023 | 2023-02-01 | 11.949 | 11.949 |  | 2024 |  |  |  |  | 7 | 2024-07-01 | 72.15 | 47.25 |  |  | 8 | 85% | [6 empty] | battery kWh | 24.15
FCA16 | 2025-06-01 | 2026-05-31 | 2.53 | 2.53 | 2.53 | 2023 | 2023-03-01 | 11.949 | 11.949 |  | 2024 |  |  |  |  | 8 | 2024-08-01 | 59.15 | 38.05 |  |  | 8 | 85% | [6 empty] | hours | 2.1
FCA17 | 2026-06-01 | 2027-05-31 | 2.59 | 2.59 | 2.59 | 2023 | 2023-04-01 | 11.949 | 11.949 |  | 2024 |  |  |  |  | 9 | 2024-09-01 | 46 | 34.4 |  |  | 8 | 85% | [6 empty] | peak attempts | 8
FCA18 | 2027-06-01 | 2028-05-31 | 3.58 | 3.58 | 3.58 | 2023 | 2023-05-01 | 11.949 | 11.949 |  | 2024 |  |  |  |  | 10 | 2024-10-01 | 44.5 | 32.85 |  |  | 8 | 85% | [6 empty] | RTE | 85%
FCA19 | 2028-06-01 | 2029-05-31 | 5.349 | 5.349 | 6.9537 | 2023 | 2023-06-01 | 11.949 | 11.949 |  | 2024 |  |  |  |  | 11 | 2024-11-01 | 67 | 58.85 |  |  | 8 | 85%
FCA20 | 2029-06-01 | 2030-05-31 | 6.1398 | 6.1398 | 7.9817 | 2023 | 2023-07-01 | 11.949 | 11.949 |  | 2024 |  |  |  |  | 12 | 2024-12-01 | 113.75 | 103.1 |  |  | 8 | 85%
FCA21 | 2030-06-01 | 2031-05-31 | 6.3795 | 6.3795 | 8.2933 | 2023 | 2023-08-01 | 11.949 | 11.949 |  | 2025 |  |  |  |  | 1 | 2025-01-01 | 111.75 | 102 |  |  | 8 | 85%
FCA22 | 2031-06-01 | 2032-05-31 | 6.6687 | 6.6687 | 8.6693 | 2023 | 2023-09-01 | 11.949 | 11.949 |  | 2025 |  |  |  |  | 2 | 2025-02-01 | 101.5 | 91.5 |  |  | 8 | 85%
FCA23 | 2032-06-01 | 2033-05-31 | 7.289 | 7.289 | 9.4757 | 2023 | 2023-10-01 | 11.949 | 11.949 |  | 2025 |  |  |  |  | 3 | 2025-03-01 | 59 | 51 |  |  | 8 | 85%
FCA24 | 2033-06-01 | 2034-05-31 | 7.5317 | 7.5317 | 9.7912 | 2023 | 2023-11-01 | 11.949 | 11.949 |  | 2025 |  |  |  |  | 4 | 2025-04-01 | 46.25 | 38 |  |  | 8 | 85%
FCA25 | 2034-06-01 | 2035-05-31 | 7.9506 | 7.9506 | 10.3357 | 2023 | 2023-12-01 | 11.949 | 11.949 |  | 2025 |  |  |  |  | 5 | 2025-05-01 | 41.75 | 35 |  |  | 8 | 85%
FCA26 | 2035-06-01 | 2036-05-31 | 8.7393 | 8.7393 | 11.3611 | 2024 | 2024-01-01 | 12.86 | 12.86 |  | 2025 |  |  |  |  | 6 | 2025-06-01 | 51.5 | 38.75 |  |  | 8 | 85%
FCA27 | 2036-06-01 | 2037-05-31 | 12.4472 | 12.4472 | 16.1813 | 2024 | 2024-02-01 | 12.86 | 12.86 |  | 2025 |  |  |  |  | 7 | 2025-07-01 | 71.25 | 47.25 |  |  | 8 | 85%
FCA28 | 2037-06-01 | 2038-05-31 | 13.3672 | 13.3672 | 17.3774 | 2024 | 2024-03-01 | 12.86 | 12.86 |  | 2025 |  |  |  |  | 8 | 2025-08-01 | 63 | 42 |  |  | 8 | 85%
FCA29 | 2038-06-01 | 2039-05-31 | 14.1264 | 14.1264 | 18.3643 | 2024 | 2024-04-01 | 12.86 | 12.86 |  | 2025 |  |  |  |  | 9 | 2025-09-01 | 49 | 36.5 |  |  | 8 | 85%
FCA30 | 2039-06-01 | 2040-05-31 | 14.951 | 14.951 | 19.4363 | 2024 | 2024-05-01 | 12.86 | 12.86 |  | 2025 |  |  |  |  | 10 | 2025-10-01 | 43.75 | 35.75 |  |  | 8 | 85%
FCA31 | 2040-06-01 | 2041-05-31 | 15.3248 | 15.3248 | 19.9222 | 2024 | 2024-06-01 | 12.86 | 12.86 |  | 2025 |  |  |  |  | 11 | 2025-11-01 | 60.5 | 53 |  |  | 8 | 85%
FCA32 | 2041-06-01 | 2042-05-31 | 15.7079 | 15.7079 | 20.4203 | 2024 | 2024-07-01 | 12.86 | 12.86 |  | 2025 |  |  |  |  | 12 | 2025-12-01 | 91.5 | 81.75 |  |  | 8 | 85%
FCA33 | 2042-06-01 | 2043-05-31 | 16.1006 | 16.1006 | 20.9308 | 2024 | 2024-08-01 | 12.86 | 12.86 |  | 2026 |  | #N/A |  |  | 1 | 2026-01-01 | 133 | 121.45 |  |  | 8 | 85% | #N/A |  |  | #N/A
FCA34 | 2043-06-01 | 2044-05-31 | 16.5031 | 16.5031 | 21.454 | 2024 | 2024-09-01 | 12.86 | 12.86 |  | 2026 |  | #N/A |  |  | 2 | 2026-02-01 | 112.5 | 103.7 |  |  | 8 | 85% | #N/A |  |  | #N/A
FCA35 | 2044-06-01 | 2045-05-31 | 16.9157 | 16.9157 | 21.9904 | 2024 | 2024-10-01 | 12.86 | 12.86 |  | 2026 |  | #N/A |  |  | 3 | 2026-03-01 | 65.5 | 58.15 |  |  | 8 | 85% | #N/A |  |  | #N/A
FCA36 | 2045-06-01 | 2046-05-31 | 17.3047 | 17.3047 | 22.4962 | 2024 | 2024-11-01 | 12.86 | 12.86 |  | 2026 |  | #N/A |  |  | 4 | 2026-04-01 | 47.35 | 38.25 |  |  | 8 | 85% | #N/A |  |  | #N/A
FCA37 | 2046-06-01 | 2047-05-31 | 17.7027 | 17.7027 | 23.0136 | 2024 | 2024-12-01 | 12.86 | 12.86 |  | 2026 |  | #N/A |  |  | 5 | 2026-05-01 | 40.5 | 32.15 |  |  | 8 | 85% | #N/A |  |  | #N/A
FCA38 | 2047-06-01 | 2048-05-31 | 18.1099 | 18.1099 | 23.5429 | 2025 | 2025-01-01 | 15.5 | 15.5 | 2.1841 | 2026 |  | #N/A |  |  | 6 | 2026-06-01 | 51.5 | 37.15 |  |  | 8 | 85% | #N/A |  |  | #N/A
FCA39 | 2048-06-01 | 2049-05-31 | 18.5264 | 18.5264 | 24.0844 | 2025 | 2025-02-01 | 17.6841 | 15.5 | 2.1841 | 2026 |  | #N/A |  |  | 7 | 2026-07-01 | 72.5 | 48.75 |  |  | 8 | 85% | #N/A |  |  | #N/A
FCA40 | 2049-06-01 | 2050-05-31 | 18.9525 | 18.9525 | 24.6383 | 2025 | 2025-03-01 | 17.6841 | 15.5 | 2.1841 | 2026 |  | #N/A |  |  | 8 | 2026-08-01 | 62 | 38.5 |  |  | 8 | 85% | #N/A |  |  | #N/A
FCA41 | 2050-06-01 | 2051-05-31 | 19.3885 | 19.3885 | 25.205 | 2025 | 2025-04-01 | 17.6841 | 15.5 | 2.1841 | 2026 |  | #N/A |  |  | 9 | 2026-09-01 | 48.25 | 35.15 |  |  | 8 | 85% | #N/A |  |  | #N/A
FCA42 | 2051-06-01 | 2052-05-31 | 19.8344 | 19.8344 | 25.7847 | 2025 | 2025-05-01 | 17.6841 | 15.5 | 2.1841 | 2026 |  | #N/A |  |  | 10 | 2026-10-01 | 44 | 34.5 |  |  | 8 | 85% | #N/A |  |  | #N/A
FCA43 | 2052-06-01 | 2053-05-31 | 20.2906 | 20.2906 | 26.3778 | 2025 | 2025-06-01 | 17.6841 | 15.5 | 2.1841 | 2026 |  | #N/A |  |  | 11 | 2026-11-01 | 57.9 | 50.9 |  |  | 8 | 85% | #N/A |  |  | #N/A
FCA44 | 2053-06-01 | 2054-05-31 | 20.7573 | 20.7573 | 26.9844 | 2025 | 2025-07-01 | 17.6841 | 15.5 | 2.1841 | 2026 |  | #N/A |  |  | 12 | 2026-12-01 | 86.65 | 75.9 |  |  | 8 | 85% | #N/A |  |  | #N/A
FCA45 | 2054-06-01 | 2055-05-31 | 21.2347 | 21.2347 | 27.6051 | 2025 | 2025-08-01 | 17.6841 | 15.5 | 2.1841 | 2027 |  | 1 | #REF! |  | 1 | 2027-01-01 | 132.25 | 122.25 |  |  | 8 | 85% | -2.2136 | #REF! |  | 28.6902 | #REF!
FCA46 | 2055-06-01 | 2056-05-31 | 21.7231 | 21.7231 | 28.24 | 2025 | 2025-09-01 | 17.6841 | 15.5 | 2.1841 | 2027 |  | 1 | #REF! |  | 2 | 2027-02-01 | 111.75 | 101.75 |  |  | 8 | 85% | -1.5217 | #REF! |  | 28.6902 | #REF!
FCA47 | 2056-06-01 | 2057-05-31 | 22.2227 | 22.2227 | 28.8895 | 2025 | 2025-10-01 | 17.6841 | 15.5 | 2.1841 | 2027 |  | 1 | #REF! |  | 3 | 2027-03-01 | 65 | 57 |  |  | 8 | 85% | -0.39379 | #REF! |  | 28.6902 | #REF!
[6 empty] | 2025 | 2025-11-01 | 17.6841 | 15.5 | 2.1841 | 2027 |  | 1 | #REF! |  | 4 | 2027-04-01 | 45.85 | 35.35 |  |  | 8 | 85% | 0.81514 | #REF! |  | 28.6902 | #REF!
[6 empty] | 2025 | 2025-12-01 | 17.6841 | 15.5 | 2.1841 | 2027 |  | 1 | #REF! |  | 5 | 2027-05-01 | 39 | 27.5 |  |  | 8 | 85% | 1.2714 | #REF! |  | 28.6902 | #REF!
[6 empty] | 2026 | 2026-01-01 | 17.4941 | 15.31 | 2.1841 | 2027 |  | 1 | #REF! |  | 6 | 2027-06-01 | 50 | 35.25 |  |  | 8 | 85% | 1.6314 | #REF! |  | 28.6902 | #REF!
[6 empty] | 2026 | 2026-02-01 | 17.5378 | 15.31 | 2.2278 | 2027 |  | 1 | #REF! |  | 7 | 2027-07-01 | 71 | 46.25 |  |  | 8 | 85% | 3.1728 | #REF! |  | 28.6902 | #REF!
[6 empty] | 2026 | 2026-03-01 | 17.5378 | 15.31 | 2.2278 | 2027 |  | 1 | #REF! |  | 8 | 2027-08-01 | 60.5 | 35.75 |  |  | 8 | 85% | 3.5272 | #REF! |  | 28.6902 | #REF!
[6 empty] | 2026 | 2026-04-01 | 17.5378 | 15.31 | 2.2278 | 2027 |  | 1 | #REF! |  | 9 | 2027-09-01 | 46.75 | 33.75 |  |  | 8 | 85% | 1.3473 | #REF! |  | 28.6902 | #REF!
[6 empty] | 2026 | 2026-05-01 | 17.5378 | 15.31 | 2.2278 | 2027 |  | 1 | #REF! |  | 10 | 2027-10-01 | 42.5 | 29.75 |  |  | 8 | 85% | 1.4345 | #REF! |  | 28.6902 | #REF!
[6 empty] | 2026 | 2026-06-01 | 17.5378 | 15.31 | 2.2278 | 2027 |  | 1 | #REF! |  | 11 | 2027-11-01 | 56.15 | 46.15 |  |  | 8 | 85% | 0.35497 | #REF! |  | 28.6902 | #REF!
[6 empty] | 2026 | 2026-07-01 | 17.5378 | 15.31 | 2.2278 | 2027 |  | 1 | #REF! |  | 12 | 2027-12-01 | 84.9 | 73.9 |  |  | 8 | 85% | -0.39041 | #REF! |  | 28.6902 | #REF!
[6 empty] | 2026 | 2026-08-01 | 17.5378 | 15.31 | 2.2278 | 2028 |  | 2 | #REF! | 1 | 1 | 2028-01-01 | 145.9509 | 119.0085 |  |  | 8 | 85% | 1.1363 | #REF! | 1.1363 | 28.6902 | #REF! | 28.6902
[6 empty] | 2026 | 2026-09-01 | 17.5378 | 15.31 | 2.2278 | 2028 |  | 2 | #REF! | 1 | 2 | 2028-02-01 | 137.2377 | 110.4582 |  |  | 8 | 85% | 1.3938 | #REF! | 1.3938 | 28.6902 | #REF! | 28.6902
[6 empty] | 2026 | 2026-10-01 | 17.5378 | 15.31 | 2.2278 | 2028 |  | 2 | #REF! | 1 | 3 | 2028-03-01 | 54.7561 | 48.303 |  |  | 8 | 85% | -0.39611 | #REF! | -0.39611 | 28.6902 | #REF! | 28.6902
[6 empty] | 2026 | 2026-11-01 | 17.5378 | 15.31 | 2.2278 | 2028 |  | 2 | #REF! | 1 | 4 | 2028-04-01 | 38.8961 | 33.0811 |  |  | 8 | 85% | -0.0043611 | #REF! | -0.0043611 | 28.6902 | #REF! | 28.6902
[6 empty] | 2026 | 2026-12-01 | 17.5378 | 15.31 | 2.2278 | 2028 |  | 2 | #REF! | 1 | 5 | 2028-05-01 | 34.8659 | 29.0568 |  |  | 8 | 85% | 0.13034 | #REF! | 0.13034 | 28.6902 | #REF! | 28.6902
[6 empty] | 2027 | 2027-01-01 | 18.3578 | 16.13 | 2.2278 | 2028 |  | 2 | #REF! | 1 | 6 | 2028-06-01 | 38.5913 | 31.3981 |  |  | 8 | 85% | 0.31604 | #REF! | 0.31604 | 28.6902 | #REF! | 28.6902
[6 empty] | 2027 | 2027-02-01 | 18.4023 | 16.13 | 2.2723 | 2028 |  | 2 | #REF! | 1 | 7 | 2028-07-01 | 47.8253 | 36.086 |  |  | 8 | 85% | 1.0273 | #REF! | 1.0273 | 28.6902 | #REF! | 28.6902
[6 empty] | 2027 | 2027-03-01 | 18.4023 | 16.13 | 2.2723 | 2028 |  | 2 | #REF! | 1 | 8 | 2028-08-01 | 42.5277 | 35.6189 |  |  | 8 | 85% | 0.11919 | #REF! | 0.11919 | 28.6902 | #REF! | 28.6902
[6 empty] | 2027 | 2027-04-01 | 18.4023 | 16.13 | 2.2723 | 2028 |  | 2 | #REF! | 1 | 9 | 2028-09-01 | 36.4564 | 30.7001 |  |  | 8 | 85% | 0.064766 | #REF! | 0.064766 | 28.6902 | #REF! | 28.6902
[6 empty] | 2027 | 2027-05-01 | 18.4023 | 16.13 | 2.2723 | 2028 |  | 2 | #REF! | 1 | 10 | 2028-10-01 | 36.9606 | 31.5866 |  |  | 8 | 85% | -0.038276 | #REF! | -0.038276 | 28.6902 | #REF! | 28.6902
[6 empty] | 2027 | 2027-06-01 | 18.4023 | 16.13 | 2.2723 | 2028 |  | 2 | #REF! | 1 | 11 | 2028-11-01 | 58.9131 | 51.642 |  |  | 8 | 85% | -0.35234 | #REF! | -0.35234 | 28.6902 | #REF! | 28.6902
[6 empty] | 2027 | 2027-07-01 | 18.4023 | 16.13 | 2.2723 | 2028 |  | 2 | #REF! | 1 | 12 | 2028-12-01 | 110.2156 | 96.1243 |  |  | 8 | 85% | -0.54929 | #REF! | -0.54929 | 28.6902 | #REF! | 28.6902
[6 empty] | 2027 | 2027-08-01 | 18.4023 | 16.13 | 2.2723 | 2029 |  | 3 | #REF! | 2 | 1 | 2029-01-01 | 149.7754 | 122.9478 |  |  | 8 | 85% | 0.97145 | #REF! | 0.98137 | 28.4004 | #REF! | 28.6902
[6 empty] | 2027 | 2027-09-01 | 18.4023 | 16.13 | 2.2723 | 2029 |  | 3 | #REF! | 2 | 2 | 2029-02-01 | 143.3573 | 117.4303 |  |  | 8 | 85% | 0.9853 | #REF! | 0.99535 | 28.4004 | #REF! | 28.6902
[6 empty] | 2027 | 2027-10-01 | 18.4023 | 16.13 | 2.2723 | 2029 |  | 3 | #REF! | 2 | 3 | 2029-03-01 | 58.0268 | 50.7853 |  |  | 8 | 85% | -0.32578 | #REF! | -0.32911 | 28.4004 | #REF! | 28.6902
[6 empty] | 2027 | 2027-11-01 | 18.4023 | 16.13 | 2.2723 | 2029 |  | 3 | #REF! | 2 | 4 | 2029-04-01 | 38.6319 | 32.5918 |  |  | 8 | 85% | 0.054643 | #REF! | 0.0552 | 28.4004 | #REF! | 28.6902
[6 empty] | 2027 | 2027-12-01 | 18.4023 | 16.13 | 2.2723 | 2029 |  | 3 | #REF! | 2 | 5 | 2029-05-01 | 33.7223 | 28.3075 |  |  | 8 | 85% | 0.079409 | #REF! | 0.08022 | 28.4004 | #REF! | 28.6902
[6 empty] | 2028 | 2028-01-01 | 19.3023 | 17.03 | 2.2723 | 2029 |  | 3 | #REF! | 2 | 6 | 2029-06-01 | 37.8343 | 31.1432 |  |  | 8 | 85% | 0.2263 | #REF! | 0.22861 | 28.4004 | #REF! | 28.6902
[6 empty] | 2028 | 2028-02-01 | 19.3478 | 17.03 | 2.3178 | 2029 |  | 3 | #REF! | 2 | 7 | 2029-07-01 | 44.1401 | 33.2895 |  |  | 8 | 85% | 0.94212 | #REF! | 0.95174 | 28.4004 | #REF! | 28.6902
[6 empty] | 2028 | 2028-03-01 | 19.3478 | 17.03 | 2.3178 | 2029 |  | 3 | #REF! | 2 | 8 | 2029-08-01 | 41.1567 | 34.1957 |  |  | 8 | 85% | 0.17541 | #REF! | 0.1772 | 28.4004 | #REF! | 28.6902
[6 empty] | 2028 | 2028-04-01 | 19.3478 | 17.03 | 2.3178 | 2029 |  | 3 | #REF! | 2 | 9 | 2029-09-01 | 35.0836 | 29.7344 |  |  | 8 | 85% | 0.019305 | #REF! | 0.019502 | 28.4004 | #REF! | 28.6902
[6 empty] | 2028 | 2028-05-01 | 19.3478 | 17.03 | 2.3178 | 2029 |  | 3 | #REF! | 2 | 10 | 2029-10-01 | 35.7695 | 30.0961 |  |  | 8 | 85% | 0.068597 | #REF! | 0.069297 | 28.4004 | #REF! | 28.6902
[6 empty] | 2028 | 2028-06-01 | 19.3478 | 17.03 | 2.3178 | 2029 |  | 3 | #REF! | 2 | 11 | 2029-11-01 | 63.3158 | 54.8909 |  |  | 8 | 85% | -0.23888 | #REF! | -0.24132 | 28.4004 | #REF! | 28.6902
[6 empty] | 2028 | 2028-07-01 | 19.3478 | 17.03 | 2.3178 | 2029 |  | 3 | #REF! | 2 | 12 | 2029-12-01 | 113.8551 | 99.8414 |  |  | 8 | 85% | -0.68262 | #REF! | -0.68958 | 28.4004 | #REF! | 28.6902
[6 empty] | 2028 | 2028-08-01 | 19.3478 | 17.03 | 2.3178 | 2030 |  | 4 | #REF! | 3 | 1 | 2030-01-01 | 148.442 | 121.3325 |  |  | 8 | 85% | 1.0788 | #REF! | 1.0788 | 28.4004 | #REF! | 28.4004
[6 empty] | 2028 | 2028-09-01 | 19.3478 | 17.03 | 2.3178 | 2030 |  | 4 | #REF! | 3 | 2 | 2030-02-01 | 138.7093 | 112.8742 |  |  | 8 | 85% | 1.1201 | #REF! | 1.1201 | 28.4004 | #REF! | 28.4004
[6 empty] | 2028 | 2028-10-01 | 19.3478 | 17.03 | 2.3178 | 2030 |  | 4 | #REF! | 3 | 3 | 2030-03-01 | 56.4521 | 49.5226 |  |  | 8 | 85% | -0.34266 | #REF! | -0.34266 | 28.4004 | #REF! | 28.4004
[6 empty] | 2028 | 2028-11-01 | 19.3478 | 17.03 | 2.3178 | 2030 |  | 4 | #REF! | 3 | 4 | 2030-04-01 | 38.3737 | 32.7545 |  |  | 8 | 85% | -0.030484 | #REF! | -0.030484 | 28.4004 | #REF! | 28.4004
[6 empty] | 2028 | 2028-12-01 | 19.3478 | 17.03 | 2.3178 | 2030 |  | 4 | #REF! | 3 | 5 | 2030-05-01 | 33.5687 | 27.8587 |  |  | 8 | 85% | 0.15029 | #REF! | 0.15029 | 28.4004 | #REF! | 28.4004
[6 empty] | 2029 | 2029-01-01 | 20.1678 | 17.85 | 2.3178 | 2030 |  | 4 | #REF! | 3 | 6 | 2030-06-01 | 38.3329 | 31.1473 |  |  | 8 | 85% | 0.3198 | #REF! | 0.3198 | 28.4004 | #REF! | 28.4004
[6 empty] | 2029 | 2029-02-01 | 20.2141 | 17.85 | 2.3641 | 2030 |  | 4 | #REF! | 3 | 7 | 2030-07-01 | 43.1022 | 32.7925 |  |  | 8 | 85% | 0.85633 | #REF! | 0.85633 | 28.4004 | #REF! | 28.4004
[6 empty] | 2029 | 2029-03-01 | 20.2141 | 17.85 | 2.3641 | 2030 |  | 4 | #REF! | 3 | 8 | 2030-08-01 | 40.7559 | 33.977 |  |  | 8 | 85% | 0.14823 | #REF! | 0.14823 | 28.4004 | #REF! | 28.4004
[6 empty] | 2029 | 2029-04-01 | 20.2141 | 17.85 | 2.3641 | 2030 |  | 4 | #REF! | 3 | 9 | 2030-09-01 | 34.2158 | 29.291 |  |  | 8 | 85% | -0.046217 | #REF! | -0.046217 | 28.4004 | #REF! | 28.4004
[6 empty] | 2029 | 2029-05-01 | 20.2141 | 17.85 | 2.3641 | 2030 |  | 4 | #REF! | 3 | 10 | 2030-10-01 | 34.9763 | 28.9729 |  |  | 8 | 85% | 0.16861 | #REF! | 0.16861 | 28.4004 | #REF! | 28.4004
[6 empty] | 2029 | 2029-06-01 | 20.2141 | 17.85 | 2.3641 | 2030 |  | 4 | #REF! | 3 | 11 | 2030-11-01 | 61.7682 | 54.6096 |  |  | 8 | 85% | -0.46925 | #REF! | -0.46925 | 28.4004 | #REF! | 28.4004
[6 empty] | 2029 | 2029-07-01 | 20.2141 | 17.85 | 2.3641 | 2030 |  | 4 | #REF! | 3 | 12 | 2030-12-01 | 114.284 | 96.5242 |  |  | 8 | 85% | 0.13748 | #REF! | 0.13748 | 28.4004 | #REF! | 28.4004
[6 empty] | 2029 | 2029-08-01 | 20.2141 | 17.85 | 2.3641 | 2031 |  | 5 | #REF! | 4 | 1 | 2031-01-01 | 148.4516 | 119.6577 |  |  | 8 | 85% | 1.4537 | #REF! | 1.4537 | 28.4004 | #REF! | 28.4004
[6 empty] | 2029 | 2029-09-01 | 20.2141 | 17.85 | 2.3641 | 2031 |  | 5 | #REF! | 4 | 2 | 2031-02-01 | 139.7092 | 115.0317 |  |  | 8 | 85% | 0.82888 | #REF! | 0.82888 | 28.4004 | #REF! | 28.4004
[6 empty] | 2029 | 2029-10-01 | 20.2141 | 17.85 | 2.3641 | 2031 |  | 5 | #REF! | 4 | 3 | 2031-03-01 | 58.5702 | 51.1754 |  |  | 8 | 85% | -0.30978 | #REF! | -0.30978 | 28.4004 | #REF! | 28.4004
[6 empty] | 2029 | 2029-11-01 | 20.2141 | 17.85 | 2.3641 | 2031 |  | 5 | #REF! | 4 | 4 | 2031-04-01 | 37.9406 | 32.3204 |  |  | 8 | 85% | -0.015773 | #REF! | -0.015773 | 28.4004 | #REF! | 28.4004
[6 empty] | 2029 | 2029-12-01 | 20.2141 | 17.85 | 2.3641 | 2031 |  | 5 | #REF! | 4 | 5 | 2031-05-01 | 33.6202 | 28.2278 |  |  | 8 | 85% | 0.077814 | #REF! | 0.077814 | 28.4004 | #REF! | 28.4004
[6 empty] | 2030 | 2030-01-01 | 20.6641 | 18.3 | 2.3641 | 2031 |  | 5 | #REF! | 4 | 6 | 2031-06-01 | 39.1256 | 31.8129 |  |  | 8 | 85% | 0.3216 | #REF! | 0.3216 | 28.4004 | #REF! | 28.4004
[6 empty] | 2030 | 2030-02-01 | 20.7114 | 18.3 | 2.4114 | 2031 |  | 5 | #REF! | 4 | 7 | 2031-07-01 | 43.5998 | 33.5874 |  |  | 8 | 85% | 0.77348 | #REF! | 0.77348 | 28.4004 | #REF! | 28.4004
[6 empty] | 2030 | 2030-03-01 | 20.7114 | 18.3 | 2.4114 | 2031 |  | 5 | #REF! | 4 | 8 | 2031-08-01 | 43.2833 | 35.4226 |  |  | 8 | 85% | 0.30475 | #REF! | 0.30475 | 28.4004 | #REF! | 28.4004
[6 empty] | 2030 | 2030-04-01 | 20.7114 | 18.3 | 2.4114 | 2031 |  | 5 | #REF! | 4 | 9 | 2031-09-01 | 35.6982 | 29.8513 |  |  | 8 | 85% | 0.10963 | #REF! | 0.10963 | 28.4004 | #REF! | 28.4004
[6 empty] | 2030 | 2030-05-01 | 20.7114 | 18.3 | 2.4114 | 2031 |  | 5 | #REF! | 4 | 10 | 2031-10-01 | 36.4724 | 29.9524 |  |  | 8 | 85% | 0.2337 | #REF! | 0.2337 | 28.4004 | #REF! | 28.4004
[6 empty] | 2030 | 2030-06-01 | 20.7114 | 18.3 | 2.4114 | 2031 |  | 5 | #REF! | 4 | 11 | 2031-11-01 | 63.4349 | 55.7468 |  |  | 8 | 85% | -0.407 | #REF! | -0.407 | 28.4004 | #REF! | 28.4004
[6 empty] | 2030 | 2030-07-01 | 20.7114 | 18.3 | 2.4114 | 2031 |  | 5 | #REF! | 4 | 12 | 2031-12-01 | 114.3918 | 96.9338 |  |  | 8 | 85% | 0.066661 | #REF! | 0.066661 | 28.4004 | #REF! | 28.4004
[6 empty] | 2030 | 2030-08-01 | 20.7114 | 18.3 | 2.4114 | 2032 |  | 6 | #REF! | 5 | 1 | 2032-01-01 | 149.578 | 119.5945 |  |  | 8 | 85% | 1.681 | #REF! | 1.681 | 28.4004 | #REF! | 28.4004
[6 empty] | 2030 | 2030-09-01 | 20.7114 | 18.3 | 2.4114 | 2032 |  | 6 | #REF! | 5 | 2 | 2032-02-01 | 144.1163 | 114.3126 |  |  | 8 | 85% | 1.8235 | #REF! | 1.8235 | 28.4004 | #REF! | 28.4004
[6 empty] | 2030 | 2030-10-01 | 20.7114 | 18.3 | 2.4114 | 2032 |  | 6 | #REF! | 5 | 3 | 2032-03-01 | 58.042 | 50.6092 |  |  | 8 | 85% | -0.28368 | #REF! | -0.28368 | 28.4004 | #REF! | 28.4004
[6 empty] | 2030 | 2030-11-01 | 20.7114 | 18.3 | 2.4114 | 2032 |  | 6 | #REF! | 5 | 4 | 2032-04-01 | 39.3368 | 32.9909 |  |  | 8 | 85% | 0.099202 | #REF! | 0.099202 | 28.4004 | #REF! | 28.4004
[6 empty] | 2030 | 2030-12-01 | 20.7114 | 18.3 | 2.4114 | 2032 |  | 6 | #REF! | 5 | 5 | 2032-05-01 | 33.9681 | 28.3527 |  |  | 8 | 85% | 0.11586 | #REF! | 0.11586 | 28.4004 | #REF! | 28.4004
[6 empty] | 2031 | 2031-01-01 | 20.9814 | 18.57 | 2.4114 | 2032 |  | 6 | #REF! | 5 | 6 | 2032-06-01 | 39.1548 | 32.6471 |  |  | 8 | 85% | 0.14133 | #REF! | 0.14133 | 28.4004 | #REF! | 28.4004
[6 empty] | 2031 | 2031-02-01 | 21.0296 | 18.57 | 2.4596 | 2032 |  | 6 | #REF! | 5 | 7 | 2032-07-01 | 46.3669 | 36.1874 |  |  | 8 | 85% | 0.71823 | #REF! | 0.71823 | 28.4004 | #REF! | 28.4004
[6 empty] | 2031 | 2031-03-01 | 21.0296 | 18.57 | 2.4596 | 2032 |  | 6 | #REF! | 5 | 8 | 2032-08-01 | 47.2939 | 38.0844 |  |  | 8 | 85% | 0.47121 | #REF! | 0.47121 | 28.4004 | #REF! | 28.4004
[6 empty] | 2031 | 2031-04-01 | 21.0296 | 18.57 | 2.4596 | 2032 |  | 6 | #REF! | 5 | 9 | 2032-09-01 | 38.6768 | 32.8468 |  |  | 8 | 85% | 0.0063487 | #REF! | 0.0063487 | 28.4004 | #REF! | 28.4004
[6 empty] | 2031 | 2031-05-01 | 21.0296 | 18.57 | 2.4596 | 2032 |  | 6 | #REF! | 5 | 10 | 2032-10-01 | 40.0782 | 32.4101 |  |  | 8 | 85% | 0.36895 | #REF! | 0.36895 | 28.4004 | #REF! | 28.4004
[6 empty] | 2031 | 2031-06-01 | 21.0296 | 18.57 | 2.4596 | 2032 |  | 6 | #REF! | 5 | 11 | 2032-11-01 | 65.3468 | 58.1601 |  |  | 8 | 85% | -0.58256 | #REF! | -0.58256 | 28.4004 | #REF! | 28.4004
[6 empty] | 2031 | 2031-07-01 | 21.0296 | 18.57 | 2.4596 | 2032 |  | 6 | #REF! | 5 | 12 | 2032-12-01 | 119.8189 | 95.6345 |  |  | 8 | 85% | 1.3836 | #REF! | 1.3836 | 28.4004 | #REF! | 28.4004
[6 empty] | 2031 | 2031-08-01 | 21.0296 | 18.57 | 2.4596 | 2033 | 1 | 7 | #REF! | 6 | 1 | 2033-01-01 | 154.5637 | 122.7789 |  |  | 8 | 85% | 1.8962 | #REF! | 1.9157 | 28.1106 | #REF! | 28.4004
[6 empty] | 2031 | 2031-09-01 | 21.0296 | 18.57 | 2.4596 | 2033 | 1 | 7 | #REF! | 6 | 2 | 2033-02-01 | 144.0519 | 115.3126 |  |  | 8 | 85% | 1.5723 | #REF! | 1.5885 | 28.1106 | #REF! | 28.4004
[6 empty] | 2031 | 2031-10-01 | 21.0296 | 18.57 | 2.4596 | 2033 | 1 | 7 | #REF! | 6 | 3 | 2033-03-01 | 59.7594 | 52.0011 |  |  | 8 | 85% | -0.26582 | #REF! | -0.26856 | 28.1106 | #REF! | 28.4004
[6 empty] | 2031 | 2031-11-01 | 21.0296 | 18.57 | 2.4596 | 2033 | 1 | 7 | #REF! | 6 | 4 | 2033-04-01 | 39.8493 | 33.616 |  |  | 8 | 85% | 0.056413 | #REF! | 0.056995 | 28.1106 | #REF! | 28.4004
[6 empty] | 2031 | 2031-12-01 | 21.0296 | 18.57 | 2.4596 | 2033 | 1 | 7 | #REF! | 6 | 5 | 2033-05-01 | 32.5029 | 27.725 |  |  | 8 | 85% | -0.02149 | #REF! | -0.021712 | 28.1106 | #REF! | 28.4004
[6 empty] | 2032 | 2032-01-01 | 21.3096 | 18.85 | 2.4596 | 2033 | 1 | 7 | #REF! | 6 | 6 | 2033-06-01 | 39.757 | 33.3984 |  |  | 8 | 85% | 0.087096 | #REF! | 0.087993 | 28.1106 | #REF! | 28.4004
[6 empty] | 2032 | 2032-02-01 | 21.3588 | 18.85 | 2.5088 | 2033 | 1 | 7 | #REF! | 6 | 7 | 2033-07-01 | 48.2773 | 38.2809 |  |  | 8 | 85% | 0.60736 | #REF! | 0.61362 | 28.1106 | #REF! | 28.4004
[6 empty] | 2032 | 2032-03-01 | 21.3588 | 18.85 | 2.5088 | 2033 | 1 | 7 | #REF! | 6 | 8 | 2033-08-01 | 48.7177 | 38.6573 |  |  | 8 | 85% | 0.60692 | #REF! | 0.61318 | 28.1106 | #REF! | 28.4004
[6 empty] | 2032 | 2032-04-01 | 21.3588 | 18.85 | 2.5088 | 2033 | 1 | 7 | #REF! | 6 | 9 | 2033-09-01 | 39.4958 | 34.0171 |  |  | 8 | 85% | -0.098265 | #REF! | -0.099278 | 28.1106 | #REF! | 28.4004
[6 empty] | 2032 | 2032-05-01 | 21.3588 | 18.85 | 2.5088 | 2033 | 1 | 7 | #REF! | 6 | 10 | 2033-10-01 | 43.1201 | 34.5699 |  |  | 8 | 85% | 0.45905 | #REF! | 0.46379 | 28.1106 | #REF! | 28.4004
[6 empty] | 2032 | 2032-06-01 | 21.3588 | 18.85 | 2.5088 | 2033 | 1 | 7 | #REF! | 6 | 11 | 2033-11-01 | 67.1266 | 58.6492 |  |  | 8 | 85% | -0.35091 | #REF! | -0.35452 | 28.1106 | #REF! | 28.4004
[6 empty] | 2032 | 2032-07-01 | 21.3588 | 18.85 | 2.5088 | 2033 | 1 | 7 | #REF! | 6 | 12 | 2033-12-01 | 119.4343 | 99.5938 | end of 2024 avoided cost forecast |  | 8 | 85% | 0.42449 | #REF! | 0.42887 | 28.1106 | #REF! | 28.4004
[6 empty] | 2032 | 2032-08-01 | 21.3588 | 18.85 | 2.5088 | 2034 | 1.02 | 8 | #REF! | 7 | 1 | 2034-01-01 | 157.655 | 125.2345 | 154.5637 | 122.7789 | 8 | 85% | 1.9341 | #REF! | 1.9341 | 28.1106 | #REF! | 28.1106
[6 empty] | 2032 | 2032-09-01 | 21.3588 | 18.85 | 2.5088 | 2034 | 1.02 | 8 | #REF! | 7 | 2 | 2034-02-01 | 146.9329 | 117.6189 | 144.0519 | 115.3126 | 8 | 85% | 1.6038 | #REF! | 1.6038 | 28.1106 | #REF! | 28.1106
[6 empty] | 2032 | 2032-10-01 | 21.3588 | 18.85 | 2.5088 | 2034 | 1.02 | 8 | #REF! | 7 | 3 | 2034-03-01 | 60.9546 | 53.0411 | 59.7594 | 52.0011 | 8 | 85% | -0.27113 | #REF! | -0.27113 | 28.1106 | #REF! | 28.1106
[6 empty] | 2032 | 2032-11-01 | 21.3588 | 18.85 | 2.5088 | 2034 | 1.02 | 8 | #REF! | 7 | 4 | 2034-04-01 | 40.6463 | 34.2884 | 39.8493 | 33.616 | 8 | 85% | 0.057541 | #REF! | 0.057541 | 28.1106 | #REF! | 28.1106
[6 empty] | 2032 | 2032-12-01 | 21.3588 | 18.85 | 2.5088 | 2034 | 1.02 | 8 | #REF! | 7 | 5 | 2034-05-01 | 33.153 | 28.2795 | 32.5029 | 27.725 | 8 | 85% | -0.02192 | #REF! | -0.02192 | 28.1106 | #REF! | 28.1106
[6 empty] | 2033 | 2033-01-01 | 21.6488 | 19.14 | 2.5088 | 2034 | 1.02 | 8 | #REF! | 7 | 6 | 2034-06-01 | 40.5522 | 34.0664 | 39.757 | 33.3984 | 8 | 85% | 0.088837 | #REF! | 0.088837 | 28.1106 | #REF! | 28.1106
[6 empty] | 2033 | 2033-02-01 | 21.699 | 19.14 | 2.559 | 2034 | 1.02 | 8 | #REF! | 7 | 7 | 2034-07-01 | 49.2428 | 39.0465 | 48.2773 | 38.2809 | 8 | 85% | 0.61951 | #REF! | 0.61951 | 28.1106 | #REF! | 28.1106
[6 empty] | 2033 | 2033-03-01 | 21.699 | 19.14 | 2.559 | 2034 | 1.02 | 8 | #REF! | 7 | 8 | 2034-08-01 | 49.6921 | 39.4304 | 48.7177 | 38.6573 | 8 | 85% | 0.61906 | #REF! | 0.61906 | 28.1106 | #REF! | 28.1106
[6 empty] | 2033 | 2033-04-01 | 21.699 | 19.14 | 2.559 | 2034 | 1.02 | 8 | #REF! | 7 | 9 | 2034-09-01 | 40.2857 | 34.6974 | 39.4958 | 34.0171 | 8 | 85% | -0.10023 | #REF! | -0.10023 | 28.1106 | #REF! | 28.1106
[6 empty] | 2033 | 2033-05-01 | 21.699 | 19.14 | 2.559 | 2034 | 1.02 | 8 | #REF! | 7 | 10 | 2034-10-01 | 43.9825 | 35.2613 | 43.1201 | 34.5699 | 8 | 85% | 0.46823 | #REF! | 0.46823 | 28.1106 | #REF! | 28.1106
[6 empty] | 2033 | 2033-06-01 | 21.699 | 19.14 | 2.559 | 2034 | 1.02 | 8 | #REF! | 7 | 11 | 2034-11-01 | 68.4691 | 59.8222 | 67.1266 | 58.6492 | 8 | 85% | -0.35792 | #REF! | -0.35792 | 28.1106 | #REF! | 28.1106
[6 empty] | 2033 | 2033-07-01 | 21.699 | 19.14 | 2.559 | 2034 | 1.02 | 8 | #REF! | 7 | 12 | 2034-12-01 | 121.823 | 101.5857 | 119.4343 | 99.5938 | 8 | 85% | 0.43298 | #REF! | 0.43298 | 28.1106 | #REF! | 28.1106
[6 empty] | 2033 | 2033-08-01 | 21.699 | 19.14 | 2.559 | 2035 | 1.0404 | 9 | #REF! | 8 | 1 | 2035-01-01 | 160.8081 | 127.7391 | 154.5637 | 122.7789 | 8 | 85% | 1.9524 | #REF! | 1.9728 | 27.8208 | #REF! | 28.1106
[6 empty] | 2033 | 2033-09-01 | 21.699 | 19.14 | 2.559 | 2035 | 1.0404 | 9 | #REF! | 8 | 2 | 2035-02-01 | 149.8716 | 119.9712 | 144.0519 | 115.3126 | 8 | 85% | 1.619 | #REF! | 1.6358 | 27.8208 | #REF! | 28.1106
[6 empty] | 2033 | 2033-10-01 | 21.699 | 19.14 | 2.559 | 2035 | 1.0404 | 9 | #REF! | 8 | 3 | 2035-03-01 | 62.1737 | 54.102 | 59.7594 | 52.0011 | 8 | 85% | -0.2737 | #REF! | -0.27656 | 27.8208 | #REF! | 28.1106
[6 empty] | 2033 | 2033-11-01 | 21.699 | 19.14 | 2.559 | 2035 | 1.0404 | 9 | #REF! | 8 | 4 | 2035-04-01 | 41.4592 | 34.9741 | 39.8493 | 33.616 | 8 | 85% | 0.058087 | #REF! | 0.058692 | 27.8208 | #REF! | 28.1106
[6 empty] | 2033 | 2033-12-01 | 21.699 | 19.14 | 2.559 | 2035 | 1.0404 | 9 | #REF! | 8 | 5 | 2035-05-01 | 33.8161 | 28.8451 | 32.5029 | 27.725 | 8 | 85% | -0.022128 | #REF! | -0.022358 | 27.8208 | #REF! | 28.1106
[6 empty] | 2034 | 2034-01-01 | 21.979 | 19.42 | 2.559 | 2035 | 1.0404 | 9 | #REF! | 8 | 6 | 2035-06-01 | 41.3632 | 34.7477 | 39.757 | 33.3984 | 8 | 85% | 0.08968 | #REF! | 0.090614 | 27.8208 | #REF! | 28.1106
[6 empty] | 2034 | 2034-02-01 | 22.0302 | 19.42 | 2.6102 | 2035 | 1.0404 | 9 | #REF! | 8 | 7 | 2035-07-01 | 50.2277 | 39.8275 | 48.2773 | 38.2809 | 8 | 85% | 0.62538 | #REF! | 0.6319 | 27.8208 | #REF! | 28.1106
[6 empty] | 2034 | 2034-03-01 | 22.0302 | 19.42 | 2.6102 | 2035 | 1.0404 | 9 | #REF! | 8 | 8 | 2035-08-01 | 50.6859 | 40.219 | 48.7177 | 38.6573 | 8 | 85% | 0.62493 | #REF! | 0.63144 | 27.8208 | #REF! | 28.1106
[6 empty] | 2034 | 2034-04-01 | 22.0302 | 19.42 | 2.6102 | 2035 | 1.0404 | 9 | #REF! | 8 | 9 | 2035-09-01 | 41.0914 | 35.3914 | 39.4958 | 34.0171 | 8 | 85% | -0.10118 | #REF! | -0.10224 | 27.8208 | #REF! | 28.1106
[6 empty] | 2034 | 2034-05-01 | 22.0302 | 19.42 | 2.6102 | 2035 | 1.0404 | 9 | #REF! | 8 | 10 | 2035-10-01 | 44.8621 | 35.9666 | 43.1201 | 34.5699 | 8 | 85% | 0.47268 | #REF! | 0.4776 | 27.8208 | #REF! | 28.1106
[6 empty] | 2034 | 2034-06-01 | 22.0302 | 19.42 | 2.6102 | 2035 | 1.0404 | 9 | #REF! | 8 | 11 | 2035-11-01 | 69.8385 | 61.0186 | 67.1266 | 58.6492 | 8 | 85% | -0.36132 | #REF! | -0.36508 | 27.8208 | #REF! | 28.1106
[6 empty] | 2034 | 2034-07-01 | 22.0302 | 19.42 | 2.6102 | 2035 | 1.0404 | 9 | #REF! | 8 | 12 | 2035-12-01 | 124.2595 | 103.6174 | 119.4343 | 99.5938 | 8 | 85% | 0.43709 | #REF! | 0.44164 | 27.8208 | #REF! | 28.1106
[6 empty] | 2034 | 2034-08-01 | 22.0302 | 19.42 | 2.6102 | 2036 | 1.0612 | 10 | #REF! | 9 | 1 | 2036-01-01 | 164.0243 | 130.2939 | 154.5637 | 122.7789 | 8 | 85% | 1.9915 | #REF! | 1.9915 | 27.8208 | #REF! | 27.8208
[6 empty] | 2034 | 2034-09-01 | 22.0302 | 19.42 | 2.6102 | 2036 | 1.0612 | 10 | #REF! | 9 | 2 | 2036-02-01 | 152.869 | 122.3707 | 144.0519 | 115.3126 | 8 | 85% | 1.6514 | #REF! | 1.6514 | 27.8208 | #REF! | 27.8208
[6 empty] | 2034 | 2034-10-01 | 22.0302 | 19.42 | 2.6102 | 2036 | 1.0612 | 10 | #REF! | 9 | 3 | 2036-03-01 | 63.4171 | 55.184 | 59.7594 | 52.0011 | 8 | 85% | -0.27918 | #REF! | -0.27918 | 27.8208 | #REF! | 27.8208
[6 empty] | 2034 | 2034-11-01 | 22.0302 | 19.42 | 2.6102 | 2036 | 1.0612 | 10 | #REF! | 9 | 4 | 2036-04-01 | 42.2884 | 35.6736 | 39.8493 | 33.616 | 8 | 85% | 0.059249 | #REF! | 0.059249 | 27.8208 | #REF! | 27.8208
[6 empty] | 2034 | 2034-12-01 | 22.0302 | 19.42 | 2.6102 | 2036 | 1.0612 | 10 | #REF! | 9 | 5 | 2036-05-01 | 34.4924 | 29.422 | 32.5029 | 27.725 | 8 | 85% | -0.02257 | #REF! | -0.02257 | 27.8208 | #REF! | 27.8208
[6 empty] | 2035 | 2035-01-01 | 22.3202 | 19.71 | 2.6102 | 2036 | 1.0612 | 10 | #REF! | 9 | 6 | 2036-06-01 | 42.1905 | 35.4427 | 39.757 | 33.3984 | 8 | 85% | 0.091474 | #REF! | 0.091474 | 27.8208 | #REF! | 27.8208
[6 empty] | 2035 | 2035-02-01 | 22.3724 | 19.71 | 2.6624 | 2036 | 1.0612 | 10 | #REF! | 9 | 7 | 2036-07-01 | 51.2322 | 40.624 | 48.2773 | 38.2809 | 8 | 85% | 0.63789 | #REF! | 0.63789 | 27.8208 | #REF! | 27.8208
[6 empty] | 2035 | 2035-03-01 | 22.3724 | 19.71 | 2.6624 | 2036 | 1.0612 | 10 | #REF! | 9 | 8 | 2036-08-01 | 51.6996 | 41.0234 | 48.7177 | 38.6573 | 8 | 85% | 0.63743 | #REF! | 0.63743 | 27.8208 | #REF! | 27.8208
[6 empty] | 2035 | 2035-04-01 | 22.3724 | 19.71 | 2.6624 | 2036 | 1.0612 | 10 | #REF! | 9 | 9 | 2036-09-01 | 41.9132 | 36.0992 | 39.4958 | 34.0171 | 8 | 85% | -0.1032 | #REF! | -0.1032 | 27.8208 | #REF! | 27.8208
[6 empty] | 2035 | 2035-05-01 | 22.3724 | 19.71 | 2.6624 | 2036 | 1.0612 | 10 | #REF! | 9 | 10 | 2036-10-01 | 45.7594 | 36.6859 | 43.1201 | 34.5699 | 8 | 85% | 0.48213 | #REF! | 0.48213 | 27.8208 | #REF! | 27.8208
[6 empty] | 2035 | 2035-06-01 | 22.3724 | 19.71 | 2.6624 | 2036 | 1.0612 | 10 | #REF! | 9 | 11 | 2036-11-01 | 71.2352 | 62.239 | 67.1266 | 58.6492 | 8 | 85% | -0.36855 | #REF! | -0.36855 | 27.8208 | #REF! | 27.8208
[6 empty] | 2035 | 2035-07-01 | 22.3724 | 19.71 | 2.6624 | 2036 | 1.0612 | 10 | #REF! | 9 | 12 | 2036-12-01 | 126.7447 | 105.6898 | 119.4343 | 99.5938 | 8 | 85% | 0.44583 | #REF! | 0.44583 | 27.8208 | #REF! | 27.8208
[6 empty] | 2035 | 2035-08-01 | 22.3724 | 19.71 | 2.6624 | 2037 | 1.0824 | 11 | #REF! | 10 | 1 | 2037-01-01 | 167.3048 | 132.8998 | 154.5637 | 122.7789 | 8 | 85% | 2.0101 | #REF! | 2.0313 | 27.531 | #REF! | 27.8208
[6 empty] | 2035 | 2035-09-01 | 22.3724 | 19.71 | 2.6624 | 2037 | 1.0824 | 11 | #REF! | 10 | 2 | 2037-02-01 | 155.9264 | 124.8181 | 144.0519 | 115.3126 | 8 | 85% | 1.6668 | #REF! | 1.6844 | 27.531 | #REF! | 27.8208
[6 empty] | 2035 | 2035-10-01 | 22.3724 | 19.71 | 2.6624 | 2037 | 1.0824 | 11 | #REF! | 10 | 3 | 2037-03-01 | 64.6855 | 56.2877 | 59.7594 | 52.0011 | 8 | 85% | -0.2818 | #REF! | -0.28476 | 27.531 | #REF! | 27.8208
[6 empty] | 2035 | 2035-11-01 | 22.3724 | 19.71 | 2.6624 | 2037 | 1.0824 | 11 | #REF! | 10 | 4 | 2037-04-01 | 43.1342 | 36.3871 | 39.8493 | 33.616 | 8 | 85% | 0.059804 | #REF! | 0.060434 | 27.531 | #REF! | 27.8208
[6 empty] | 2035 | 2035-12-01 | 22.3724 | 19.71 | 2.6624 | 2037 | 1.0824 | 11 | #REF! | 10 | 5 | 2037-05-01 | 35.1822 | 30.0104 | 32.5029 | 27.725 | 8 | 85% | -0.022782 | #REF! | -0.023022 | 27.531 | #REF! | 27.8208
[6 empty] | 2036 | 2036-01-01 | 22.6724 | 20.01 | 2.6624 | 2037 | 1.0824 | 11 | #REF! | 10 | 6 | 2037-06-01 | 43.0343 | 36.1515 | 39.757 | 33.3984 | 8 | 85% | 0.092331 | #REF! | 0.093303 | 27.531 | #REF! | 27.8208
[6 empty] | 2036 | 2036-02-01 | 22.7256 | 20.01 | 2.7156 | 2037 | 1.0824 | 11 | #REF! | 10 | 7 | 2037-07-01 | 52.2569 | 41.4365 | 48.2773 | 38.2809 | 8 | 85% | 0.64387 | #REF! | 0.65065 | 27.531 | #REF! | 27.8208
[6 empty] | 2036 | 2036-03-01 | 22.7256 | 20.01 | 2.7156 | 2037 | 1.0824 | 11 | #REF! | 10 | 8 | 2037-08-01 | 52.7336 | 41.8439 | 48.7177 | 38.6573 | 8 | 85% | 0.64341 | #REF! | 0.65018 | 27.531 | #REF! | 27.8208
[6 empty] | 2036 | 2036-04-01 | 22.7256 | 20.01 | 2.7156 | 2037 | 1.0824 | 11 | #REF! | 10 | 9 | 2037-09-01 | 42.7515 | 36.8212 | 39.4958 | 34.0171 | 8 | 85% | -0.10417 | #REF! | -0.10527 | 27.531 | #REF! | 27.8208
[6 empty] | 2036 | 2036-05-01 | 22.7256 | 20.01 | 2.7156 | 2037 | 1.0824 | 11 | #REF! | 10 | 10 | 2037-10-01 | 46.6745 | 37.4196 | 43.1201 | 34.5699 | 8 | 85% | 0.48665 | #REF! | 0.49177 | 27.531 | #REF! | 27.8208
[6 empty] | 2036 | 2036-06-01 | 22.7256 | 20.01 | 2.7156 | 2037 | 1.0824 | 11 | #REF! | 10 | 11 | 2037-11-01 | 72.66 | 63.4837 | 67.1266 | 58.6492 | 8 | 85% | -0.372 | #REF! | -0.37592 | 27.531 | #REF! | 27.8208
[6 empty] | 2036 | 2036-07-01 | 22.7256 | 20.01 | 2.7156 | 2037 | 1.0824 | 11 | #REF! | 10 | 12 | 2037-12-01 | 129.2796 | 107.8036 | 119.4343 | 99.5938 | 8 | 85% | 0.45001 | #REF! | 0.45475 | 27.531 | #REF! | 27.8208
[6 empty] | 2036 | 2036-08-01 | 22.7256 | 20.01 | 2.7156 | 2038 | 1.1041 | 12 | #REF! | 11 | 1 | 2038-01-01 | 170.6508 | 135.5578 | 154.5637 | 122.7789 | 8 | 85% | 2.0503 | #REF! | 2.0503 | 27.531 | #REF! | 27.531
[6 empty] | 2036 | 2036-09-01 | 22.7256 | 20.01 | 2.7156 | 2038 | 1.1041 | 12 | #REF! | 11 | 2 | 2038-02-01 | 159.0449 | 127.3144 | 144.0519 | 115.3126 | 8 | 85% | 1.7002 | #REF! | 1.7002 | 27.531 | #REF! | 27.531
[6 empty] | 2036 | 2036-10-01 | 22.7256 | 20.01 | 2.7156 | 2038 | 1.1041 | 12 | #REF! | 11 | 3 | 2038-03-01 | 65.9792 | 57.4134 | 59.7594 | 52.0011 | 8 | 85% | -0.28743 | #REF! | -0.28743 | 27.531 | #REF! | 27.531
[6 empty] | 2036 | 2036-11-01 | 22.7256 | 20.01 | 2.7156 | 2038 | 1.1041 | 12 | #REF! | 11 | 4 | 2038-04-01 | 43.9969 | 37.1148 | 39.8493 | 33.616 | 8 | 85% | 0.061 | #REF! | 0.061 | 27.531 | #REF! | 27.531
[6 empty] | 2036 | 2036-12-01 | 22.7256 | 20.01 | 2.7156 | 2038 | 1.1041 | 12 | #REF! | 11 | 5 | 2038-05-01 | 35.8859 | 30.6106 | 32.5029 | 27.725 | 8 | 85% | -0.023238 | #REF! | -0.023238 | 27.531 | #REF! | 27.531
[6 empty] | 2037 | 2037-01-01 | 23.0256 | 20.31 | 2.7156 | 2038 | 1.1041 | 12 | #REF! | 11 | 6 | 2038-06-01 | 43.895 | 36.8746 | 39.757 | 33.3984 | 8 | 85% | 0.094178 | #REF! | 0.094178 | 27.531 | #REF! | 27.531
[6 empty] | 2037 | 2037-02-01 | 23.0799 | 20.31 | 2.7699 | 2038 | 1.1041 | 12 | #REF! | 11 | 7 | 2038-07-01 | 53.302 | 42.2652 | 48.2773 | 38.2809 | 8 | 85% | 0.65675 | #REF! | 0.65675 | 27.531 | #REF! | 27.531
[6 empty] | 2037 | 2037-03-01 | 23.0799 | 20.31 | 2.7699 | 2038 | 1.1041 | 12 | #REF! | 11 | 8 | 2038-08-01 | 53.7883 | 42.6808 | 48.7177 | 38.6573 | 8 | 85% | 0.65627 | #REF! | 0.65627 | 27.531 | #REF! | 27.531
[6 empty] | 2037 | 2037-04-01 | 23.0799 | 20.31 | 2.7699 | 2038 | 1.1041 | 12 | #REF! | 11 | 9 | 2038-09-01 | 43.6065 | 37.5576 | 39.4958 | 34.0171 | 8 | 85% | -0.10626 | #REF! | -0.10626 | 27.531 | #REF! | 27.531
[6 empty] | 2037 | 2037-05-01 | 23.0799 | 20.31 | 2.7699 | 2038 | 1.1041 | 12 | #REF! | 11 | 10 | 2038-10-01 | 47.608 | 38.168 | 43.1201 | 34.5699 | 8 | 85% | 0.49638 | #REF! | 0.49638 | 27.531 | #REF! | 27.531
[6 empty] | 2037 | 2037-06-01 | 23.0799 | 20.31 | 2.7699 | 2038 | 1.1041 | 12 | #REF! | 11 | 11 | 2038-11-01 | 74.1132 | 64.7534 | 67.1266 | 58.6492 | 8 | 85% | -0.37944 | #REF! | -0.37944 | 27.531 | #REF! | 27.531
[6 empty] | 2037 | 2037-07-01 | 23.0799 | 20.31 | 2.7699 | 2038 | 1.1041 | 12 | #REF! | 11 | 12 | 2038-12-01 | 131.8652 | 109.9596 | 119.4343 | 99.5938 | 8 | 85% | 0.45901 | #REF! | 0.45901 | 27.531 | #REF! | 27.531
[6 empty] | 2037 | 2037-08-01 | 23.0799 | 20.31 | 2.7699 | 2039 | 1.1262 | 13 | #REF! | 12 | 1 | 2039-01-01 | 174.0639 | 138.269 | 154.5637 | 122.7789 | 8 | 85% | 2.0913 | #REF! | 2.0913 | 27.531 | #REF! | 27.531
[6 empty] | 2037 | 2037-09-01 | 23.0799 | 20.31 | 2.7699 | 2039 | 1.1262 | 13 | #REF! | 12 | 2 | 2039-02-01 | 162.2258 | 129.8607 | 144.0519 | 115.3126 | 8 | 85% | 1.7342 | #REF! | 1.7342 | 27.531 | #REF! | 27.531
[6 empty] | 2037 | 2037-10-01 | 23.0799 | 20.31 | 2.7699 | 2039 | 1.1262 | 13 | #REF! | 12 | 3 | 2039-03-01 | 67.2988 | 58.5617 | 59.7594 | 52.0011 | 8 | 85% | -0.29318 | #REF! | -0.29318 | 27.531 | #REF! | 27.531
[6 empty] | 2037 | 2037-11-01 | 23.0799 | 20.31 | 2.7699 | 2039 | 1.1262 | 13 | #REF! | 12 | 4 | 2039-04-01 | 44.8768 | 37.8571 | 39.8493 | 33.616 | 8 | 85% | 0.06222 | #REF! | 0.06222 | 27.531 | #REF! | 27.531
[6 empty] | 2037 | 2037-12-01 | 23.0799 | 20.31 | 2.7699 | 2039 | 1.1262 | 13 | #REF! | 12 | 5 | 2039-05-01 | 36.6036 | 31.2228 | 32.5029 | 27.725 | 8 | 85% | -0.023702 | #REF! | -0.023702 | 27.531 | #REF! | 27.531
[6 empty] | 2038 | 2038-01-01 | 23.3799 | 20.61 | 2.7699 | 2039 | 1.1262 | 13 | #REF! | 12 | 6 | 2039-06-01 | 44.7729 | 37.6121 | 39.757 | 33.3984 | 8 | 85% | 0.096061 | #REF! | 0.096061 | 27.531 | #REF! | 27.531
[6 empty] | 2038 | 2038-02-01 | 23.4353 | 20.61 | 2.8253 | 2039 | 1.1262 | 13 | #REF! | 12 | 7 | 2039-07-01 | 54.368 | 43.1105 | 48.2773 | 38.2809 | 8 | 85% | 0.66988 | #REF! | 0.66988 | 27.531 | #REF! | 27.531
[6 empty] | 2038 | 2038-03-01 | 23.4353 | 20.61 | 2.8253 | 2039 | 1.1262 | 13 | #REF! | 12 | 8 | 2039-08-01 | 54.8641 | 43.5344 | 48.7177 | 38.6573 | 8 | 85% | 0.6694 | #REF! | 0.6694 | 27.531 | #REF! | 27.531
[6 empty] | 2038 | 2038-04-01 | 23.4353 | 20.61 | 2.8253 | 2039 | 1.1262 | 13 | #REF! | 12 | 9 | 2039-09-01 | 44.4786 | 38.3088 | 39.4958 | 34.0171 | 8 | 85% | -0.10838 | #REF! | -0.10838 | 27.531 | #REF! | 27.531
[6 empty] | 2038 | 2038-05-01 | 23.4353 | 20.61 | 2.8253 | 2039 | 1.1262 | 13 | #REF! | 12 | 10 | 2039-10-01 | 48.5602 | 38.9314 | 43.1201 | 34.5699 | 8 | 85% | 0.50631 | #REF! | 0.50631 | 27.531 | #REF! | 27.531
[6 empty] | 2038 | 2038-06-01 | 23.4353 | 20.61 | 2.8253 | 2039 | 1.1262 | 13 | #REF! | 12 | 11 | 2039-11-01 | 75.5954 | 66.0485 | 67.1266 | 58.6492 | 8 | 85% | -0.38703 | #REF! | -0.38703 | 27.531 | #REF! | 27.531
[6 empty] | 2038 | 2038-07-01 | 23.4353 | 20.61 | 2.8253 | 2039 | 1.1262 | 13 | #REF! | 12 | 12 | 2039-12-01 | 134.5025 | 112.1588 | 119.4343 | 99.5938 | 8 | 85% | 0.46819 | #REF! | 0.46819 | 27.531 | #REF! | 27.531
[6 empty] | 2038 | 2038-08-01 | 23.4353 | 20.61 | 2.8253 | 2040 | 1.1487 | 14 | #REF! | 13 | 1 | 2040-01-01 | 177.5451 | 141.0343 | 154.5637 | 122.7789 | 8 | 85% | 2.1107 | #REF! | 2.1332 | 27.2412 | #REF! | 27.531
[6 empty] | 2038 | 2038-09-01 | 23.4353 | 20.61 | 2.8253 | 2040 | 1.1487 | 14 | #REF! | 13 | 2 | 2040-02-01 | 165.4703 | 132.4579 | 144.0519 | 115.3126 | 8 | 85% | 1.7502 | #REF! | 1.7689 | 27.2412 | #REF! | 27.531
[6 empty] | 2038 | 2038-10-01 | 23.4353 | 20.61 | 2.8253 | 2040 | 1.1487 | 14 | #REF! | 13 | 3 | 2040-03-01 | 68.6447 | 59.7329 | 59.7594 | 52.0011 | 8 | 85% | -0.2959 | #REF! | -0.29904 | 27.2412 | #REF! | 27.531
[6 empty] | 2038 | 2038-11-01 | 23.4353 | 20.61 | 2.8253 | 2040 | 1.1487 | 14 | #REF! | 13 | 4 | 2040-04-01 | 45.7743 | 38.6143 | 39.8493 | 33.616 | 8 | 85% | 0.062797 | #REF! | 0.063465 | 27.2412 | #REF! | 27.531
[6 empty] | 2038 | 2038-12-01 | 23.4353 | 20.61 | 2.8253 | 2040 | 1.1487 | 14 | #REF! | 13 | 5 | 2040-05-01 | 37.3357 | 31.8473 | 32.5029 | 27.725 | 8 | 85% | -0.023922 | #REF! | -0.024176 | 27.2412 | #REF! | 27.531
[6 empty] | 2039 | 2039-01-01 | 23.7453 | 20.92 | 2.8253 | 2040 | 1.1487 | 14 | #REF! | 13 | 6 | 2040-06-01 | 45.6683 | 38.3643 | 39.757 | 33.3984 | 8 | 85% | 0.096951 | #REF! | 0.097983 | 27.2412 | #REF! | 27.531
[6 empty] | 2039 | 2039-02-01 | 23.8018 | 20.92 | 2.8818 | 2040 | 1.1487 | 14 | #REF! | 13 | 7 | 2040-07-01 | 55.4554 | 43.9727 | 48.2773 | 38.2809 | 8 | 85% | 0.67609 | #REF! | 0.68328 | 27.2412 | #REF! | 27.531
[6 empty] | 2039 | 2039-03-01 | 23.8018 | 20.92 | 2.8818 | 2040 | 1.1487 | 14 | #REF! | 13 | 8 | 2040-08-01 | 55.9614 | 44.4051 | 48.7177 | 38.6573 | 8 | 85% | 0.6756 | #REF! | 0.68279 | 27.2412 | #REF! | 27.531
[6 empty] | 2039 | 2039-04-01 | 23.8018 | 20.92 | 2.8818 | 2040 | 1.1487 | 14 | #REF! | 13 | 9 | 2040-09-01 | 45.3682 | 39.0749 | 39.4958 | 34.0171 | 8 | 85% | -0.10938 | #REF! | -0.11055 | 27.2412 | #REF! | 27.531
[6 empty] | 2039 | 2039-05-01 | 23.8018 | 20.92 | 2.8818 | 2040 | 1.1487 | 14 | #REF! | 13 | 10 | 2040-10-01 | 49.5314 | 39.71 | 43.1201 | 34.5699 | 8 | 85% | 0.511 | #REF! | 0.51644 | 27.2412 | #REF! | 27.531
[6 empty] | 2039 | 2039-06-01 | 23.8018 | 20.92 | 2.8818 | 2040 | 1.1487 | 14 | #REF! | 13 | 11 | 2040-11-01 | 77.1073 | 67.3695 | 67.1266 | 58.6492 | 8 | 85% | -0.39061 | #REF! | -0.39477 | 27.2412 | #REF! | 27.531
[6 empty] | 2039 | 2039-07-01 | 23.8018 | 20.92 | 2.8818 | 2040 | 1.1487 | 14 | #REF! | 13 | 12 | 2040-12-01 | 137.1925 | 114.402 | 119.4343 | 99.5938 | 8 | 85% | 0.47253 | #REF! | 0.47756 | 27.2412 | #REF! | 27.531
[6 empty] | 2039 | 2039-08-01 | 23.8018 | 20.92 | 2.8818 | 2041 | 1.1717 | 15 | #REF! | 14 | 1 | 2041-01-01 | 181.096 | 143.855 | 154.5637 | 122.7789 | 8 | 85% | 2.13 | #REF! | 2.1529 | 26.9514 | #REF! | 27.2412
[6 empty] | 2039 | 2039-09-01 | 23.8018 | 20.92 | 2.8818 | 2041 | 1.1717 | 15 | #REF! | 14 | 2 | 2041-02-01 | 168.7798 | 135.1071 | 144.0519 | 115.3126 | 8 | 85% | 1.7663 | #REF! | 1.7852 | 26.9514 | #REF! | 27.2412
[6 empty] | 2039 | 2039-10-01 | 23.8018 | 20.92 | 2.8818 | 2041 | 1.1717 | 15 | #REF! | 14 | 3 | 2041-03-01 | 70.0176 | 60.9276 | 59.7594 | 52.0011 | 8 | 85% | -0.2986 | #REF! | -0.30181 | 26.9514 | #REF! | 27.2412
[6 empty] | 2039 | 2039-11-01 | 23.8018 | 20.92 | 2.8818 | 2041 | 1.1717 | 15 | #REF! | 14 | 4 | 2041-04-01 | 46.6898 | 39.3866 | 39.8493 | 33.616 | 8 | 85% | 0.063371 | #REF! | 0.064053 | 26.9514 | #REF! | 27.2412
[6 empty] | 2039 | 2039-12-01 | 23.8018 | 20.92 | 2.8818 | 2041 | 1.1717 | 15 | #REF! | 14 | 5 | 2041-05-01 | 38.0824 | 32.4842 | 32.5029 | 27.725 | 8 | 85% | -0.024141 | #REF! | -0.0244 | 26.9514 | #REF! | 27.2412
[6 empty] | 2040 | 2040-01-01 | 24.1218 | 21.24 | 2.8818 | 2041 | 1.1717 | 15 | #REF! | 14 | 6 | 2041-06-01 | 46.5817 | 39.1316 | 39.757 | 33.3984 | 8 | 85% | 0.097838 | #REF! | 0.09889 | 26.9514 | #REF! | 27.2412
[6 empty] | 2040 | 2040-02-01 | 24.1795 | 21.24 | 2.9395 | 2041 | 1.1717 | 15 | #REF! | 14 | 7 | 2041-07-01 | 56.5645 | 44.8522 | 48.2773 | 38.2809 | 8 | 85% | 0.68227 | #REF! | 0.68961 | 26.9514 | #REF! | 27.2412
[6 empty] | 2040 | 2040-03-01 | 24.1795 | 21.24 | 2.9395 | 2041 | 1.1717 | 15 | #REF! | 14 | 8 | 2041-08-01 | 57.0806 | 45.2932 | 48.7177 | 38.6573 | 8 | 85% | 0.68178 | #REF! | 0.68911 | 26.9514 | #REF! | 27.2412
[6 empty] | 2040 | 2040-04-01 | 24.1795 | 21.24 | 2.9395 | 2041 | 1.1717 | 15 | #REF! | 14 | 9 | 2041-09-01 | 46.2756 | 39.8564 | 39.4958 | 34.0171 | 8 | 85% | -0.11039 | #REF! | -0.11157 | 26.9514 | #REF! | 27.2412
[6 empty] | 2040 | 2040-05-01 | 24.1795 | 21.24 | 2.9395 | 2041 | 1.1717 | 15 | #REF! | 14 | 10 | 2041-10-01 | 50.522 | 40.5042 | 43.1201 | 34.5699 | 8 | 85% | 0.51568 | #REF! | 0.52122 | 26.9514 | #REF! | 27.2412
[6 empty] | 2040 | 2040-06-01 | 24.1795 | 21.24 | 2.9395 | 2041 | 1.1717 | 15 | #REF! | 14 | 11 | 2041-11-01 | 78.6495 | 68.7169 | 67.1266 | 58.6492 | 8 | 85% | -0.39419 | #REF! | -0.39843 | 26.9514 | #REF! | 27.2412
[6 empty] | 2040 | 2040-07-01 | 24.1795 | 21.24 | 2.9395 | 2041 | 1.1717 | 15 | #REF! | 14 | 12 | 2041-12-01 | 139.9364 | 116.69 | 119.4343 | 99.5938 | 8 | 85% | 0.47685 | #REF! | 0.48198 | 26.9514 | #REF! | 27.2412
[6 empty] | 2040 | 2040-08-01 | 24.1795 | 21.24 | 2.9395 | 2042 | 1.1951 | 16 | #REF! | 15 | 1 | 2042-01-01 | 184.718 | 146.7321 | 154.5637 | 122.7789 | 8 | 85% | 2.1726 | #REF! | 2.1726 | 26.9514 | #REF! | 26.9514
[6 empty] | 2040 | 2040-09-01 | 24.1795 | 21.24 | 2.9395 | 2042 | 1.1951 | 16 | #REF! | 15 | 2 | 2042-02-01 | 172.1554 | 137.8092 | 144.0519 | 115.3126 | 8 | 85% | 1.8016 | #REF! | 1.8016 | 26.9514 | #REF! | 26.9514
[6 empty] | 2040 | 2040-10-01 | 24.1795 | 21.24 | 2.9395 | 2042 | 1.1951 | 16 | #REF! | 15 | 3 | 2042-03-01 | 71.418 | 62.1462 | 59.7594 | 52.0011 | 8 | 85% | -0.30458 | #REF! | -0.30458 | 26.9514 | #REF! | 26.9514
[6 empty] | 2040 | 2040-11-01 | 24.1795 | 21.24 | 2.9395 | 2042 | 1.1951 | 16 | #REF! | 15 | 4 | 2042-04-01 | 47.6236 | 40.1743 | 39.8493 | 33.616 | 8 | 85% | 0.064639 | #REF! | 0.064639 | 26.9514 | #REF! | 26.9514
[6 empty] | 2040 | 2040-12-01 | 24.1795 | 21.24 | 2.9395 | 2042 | 1.1951 | 16 | #REF! | 15 | 5 | 2042-05-01 | 38.844 | 33.1339 | 32.5029 | 27.725 | 8 | 85% | -0.024624 | #REF! | -0.024624 | 26.9514 | #REF! | 26.9514
[6 empty] | 2041 | 2041-01-01 | 24.4895 | 21.55 | 2.9395 | 2042 | 1.1951 | 16 | #REF! | 15 | 6 | 2042-06-01 | 47.5133 | 39.9142 | 39.757 | 33.3984 | 8 | 85% | 0.099795 | #REF! | 0.099795 | 26.9514 | #REF! | 26.9514
[6 empty] | 2041 | 2041-02-01 | 24.5483 | 21.55 | 2.9983 | 2042 | 1.1951 | 16 | #REF! | 15 | 7 | 2042-07-01 | 57.6958 | 45.7492 | 48.2773 | 38.2809 | 8 | 85% | 0.69592 | #REF! | 0.69592 | 26.9514 | #REF! | 26.9514
[6 empty] | 2041 | 2041-03-01 | 24.5483 | 21.55 | 2.9983 | 2042 | 1.1951 | 16 | #REF! | 15 | 8 | 2042-08-01 | 58.2222 | 46.199 | 48.7177 | 38.6573 | 8 | 85% | 0.69542 | #REF! | 0.69542 | 26.9514 | #REF! | 26.9514
[6 empty] | 2041 | 2041-04-01 | 24.5483 | 21.55 | 2.9983 | 2042 | 1.1951 | 16 | #REF! | 15 | 9 | 2042-09-01 | 47.2011 | 40.6536 | 39.4958 | 34.0171 | 8 | 85% | -0.11259 | #REF! | -0.11259 | 26.9514 | #REF! | 26.9514
[6 empty] | 2041 | 2041-05-01 | 24.5483 | 21.55 | 2.9983 | 2042 | 1.1951 | 16 | #REF! | 15 | 10 | 2042-10-01 | 51.5325 | 41.3143 | 43.1201 | 34.5699 | 8 | 85% | 0.52599 | #REF! | 0.52599 | 26.9514 | #REF! | 26.9514
[6 empty] | 2041 | 2041-06-01 | 24.5483 | 21.55 | 2.9983 | 2042 | 1.1951 | 16 | #REF! | 15 | 11 | 2042-11-01 | 80.2225 | 70.0912 | 67.1266 | 58.6492 | 8 | 85% | -0.40207 | #REF! | -0.40207 | 26.9514 | #REF! | 26.9514
[6 empty] | 2041 | 2041-07-01 | 24.5483 | 21.55 | 2.9983 | 2042 | 1.1951 | 16 | #REF! | 15 | 12 | 2042-12-01 | 142.7351 | 119.0238 | 119.4343 | 99.5938 | 8 | 85% | 0.48639 | #REF! | 0.48639 | 26.9514 | #REF! | 26.9514
[6 empty] | 2041 | 2041-08-01 | 24.5483 | 21.55 | 2.9983 | 2043 | 1.219 | 17 | #REF! | 16 | 1 | 2043-01-01 | 188.4123 | 149.6668 | 154.5637 | 122.7789 | 8 | 85% | 2.1923 | #REF! | 2.2161 | 26.6616 | #REF! | 26.9514
[6 empty] | 2041 | 2041-09-01 | 24.5483 | 21.55 | 2.9983 | 2043 | 1.219 | 17 | #REF! | 16 | 2 | 2043-02-01 | 175.5985 | 140.5654 | 144.0519 | 115.3126 | 8 | 85% | 1.8179 | #REF! | 1.8376 | 26.6616 | #REF! | 26.9514
[6 empty] | 2041 | 2041-10-01 | 24.5483 | 21.55 | 2.9983 | 2043 | 1.219 | 17 | #REF! | 16 | 3 | 2043-03-01 | 72.8463 | 63.3891 | 59.7594 | 52.0011 | 8 | 85% | -0.30733 | #REF! | -0.31067 | 26.6616 | #REF! | 26.9514
[6 empty] | 2041 | 2041-11-01 | 24.5483 | 21.55 | 2.9983 | 2043 | 1.219 | 17 | #REF! | 16 | 4 | 2043-04-01 | 48.5761 | 40.9778 | 39.8493 | 33.616 | 8 | 85% | 0.065222 | #REF! | 0.065931 | 26.6616 | #REF! | 26.9514
[6 empty] | 2041 | 2041-12-01 | 24.5483 | 21.55 | 2.9983 | 2043 | 1.219 | 17 | #REF! | 16 | 5 | 2043-05-01 | 39.6209 | 33.7966 | 32.5029 | 27.725 | 8 | 85% | -0.024846 | #REF! | -0.025116 | 26.6616 | #REF! | 26.9514
[6 empty] | 2042 | 2042-01-01 | 24.8783 | 21.88 | 2.9983 | 2043 | 1.219 | 17 | #REF! | 16 | 6 | 2043-06-01 | 48.4636 | 40.7125 | 39.757 | 33.3984 | 8 | 85% | 0.1007 | #REF! | 0.10179 | 26.6616 | #REF! | 26.9514
[6 empty] | 2042 | 2042-02-01 | 24.9382 | 21.88 | 3.0582 | 2043 | 1.219 | 17 | #REF! | 16 | 7 | 2043-07-01 | 58.8497 | 46.6642 | 48.2773 | 38.2809 | 8 | 85% | 0.7022 | #REF! | 0.70984 | 26.6616 | #REF! | 26.9514
[6 empty] | 2042 | 2042-03-01 | 24.9382 | 21.88 | 3.0582 | 2043 | 1.219 | 17 | #REF! | 16 | 8 | 2043-08-01 | 59.3866 | 47.123 | 48.7177 | 38.6573 | 8 | 85% | 0.7017 | #REF! | 0.70933 | 26.6616 | #REF! | 26.9514
[6 empty] | 2042 | 2042-04-01 | 24.9382 | 21.88 | 3.0582 | 2043 | 1.219 | 17 | #REF! | 16 | 9 | 2043-09-01 | 48.1451 | 41.4666 | 39.4958 | 34.0171 | 8 | 85% | -0.11361 | #REF! | -0.11485 | 26.6616 | #REF! | 26.9514
[6 empty] | 2042 | 2042-05-01 | 24.9382 | 21.88 | 3.0582 | 2043 | 1.219 | 17 | #REF! | 16 | 10 | 2043-10-01 | 52.5631 | 42.1406 | 43.1201 | 34.5699 | 8 | 85% | 0.53074 | #REF! | 0.53651 | 26.6616 | #REF! | 26.9514
[6 empty] | 2042 | 2042-06-01 | 24.9382 | 21.88 | 3.0582 | 2043 | 1.219 | 17 | #REF! | 16 | 11 | 2043-11-01 | 81.8269 | 71.493 | 67.1266 | 58.6492 | 8 | 85% | -0.4057 | #REF! | -0.41011 | 26.6616 | #REF! | 26.9514
[6 empty] | 2042 | 2042-07-01 | 24.9382 | 21.88 | 3.0582 | 2043 | 1.219 | 17 | #REF! | 16 | 12 | 2043-12-01 | 145.5898 | 121.4043 | 119.4343 | 99.5938 | 8 | 85% | 0.49078 | #REF! | 0.49612 | 26.6616 | #REF! | 26.9514
[6 empty] | 2042 | 2042-08-01 | 24.9382 | 21.88 | 3.0582 | 2044 | 1.2434 | 18 | #REF! | 17 | 1 | 2044-01-01 | 192.1806 | 152.6601 | 154.5637 | 122.7789 | 8 | 85% | 2.2361 | #REF! | 2.2361 | 26.6616 | #REF! | 26.6616
[6 empty] | 2042 | 2042-09-01 | 24.9382 | 21.88 | 3.0582 | 2044 | 1.2434 | 18 | #REF! | 17 | 2 | 2044-02-01 | 179.1104 | 143.3767 | 144.0519 | 115.3126 | 8 | 85% | 1.8542 | #REF! | 1.8542 | 26.6616 | #REF! | 26.6616
[6 empty] | 2042 | 2042-10-01 | 24.9382 | 21.88 | 3.0582 | 2044 | 1.2434 | 18 | #REF! | 17 | 3 | 2044-03-01 | 74.3033 | 64.6569 | 59.7594 | 52.0011 | 8 | 85% | -0.31347 | #REF! | -0.31347 | 26.6616 | #REF! | 26.6616
[6 empty] | 2042 | 2042-11-01 | 24.9382 | 21.88 | 3.0582 | 2044 | 1.2434 | 18 | #REF! | 17 | 4 | 2044-04-01 | 49.5476 | 41.7973 | 39.8493 | 33.616 | 8 | 85% | 0.066527 | #REF! | 0.066527 | 26.6616 | #REF! | 26.6616
[6 empty] | 2042 | 2042-12-01 | 24.9382 | 21.88 | 3.0582 | 2044 | 1.2434 | 18 | #REF! | 17 | 5 | 2044-05-01 | 40.4133 | 34.4725 | 32.5029 | 27.725 | 8 | 85% | -0.025343 | #REF! | -0.025343 | 26.6616 | #REF! | 26.6616
[6 empty] | 2043 | 2043-01-01 | 25.2682 | 22.21 | 3.0582 | 2044 | 1.2434 | 18 | #REF! | 17 | 6 | 2044-06-01 | 49.4329 | 41.5268 | 39.757 | 33.3984 | 8 | 85% | 0.10271 | #REF! | 0.10271 | 26.6616 | #REF! | 26.6616
[6 empty] | 2043 | 2043-02-01 | 25.3294 | 22.21 | 3.1194 | 2044 | 1.2434 | 18 | #REF! | 17 | 7 | 2044-07-01 | 60.0267 | 47.5975 | 48.2773 | 38.2809 | 8 | 85% | 0.71625 | #REF! | 0.71625 | 26.6616 | #REF! | 26.6616
[6 empty] | 2043 | 2043-03-01 | 25.3294 | 22.21 | 3.1194 | 2044 | 1.2434 | 18 | #REF! | 17 | 8 | 2044-08-01 | 60.5744 | 48.0655 | 48.7177 | 38.6573 | 8 | 85% | 0.71573 | #REF! | 0.71573 | 26.6616 | #REF! | 26.6616
[6 empty] | 2043 | 2043-04-01 | 25.3294 | 22.21 | 3.1194 | 2044 | 1.2434 | 18 | #REF! | 17 | 9 | 2044-09-01 | 49.108 | 42.296 | 39.4958 | 34.0171 | 8 | 85% | -0.11588 | #REF! | -0.11588 | 26.6616 | #REF! | 26.6616
[6 empty] | 2043 | 2043-05-01 | 25.3294 | 22.21 | 3.1194 | 2044 | 1.2434 | 18 | #REF! | 17 | 10 | 2044-10-01 | 53.6144 | 42.9834 | 43.1201 | 34.5699 | 8 | 85% | 0.54135 | #REF! | 0.54135 | 26.6616 | #REF! | 26.6616
[6 empty] | 2043 | 2043-06-01 | 25.3294 | 22.21 | 3.1194 | 2044 | 1.2434 | 18 | #REF! | 17 | 11 | 2044-11-01 | 83.4634 | 72.9229 | 67.1266 | 58.6492 | 8 | 85% | -0.41382 | #REF! | -0.41382 | 26.6616 | #REF! | 26.6616
[6 empty] | 2043 | 2043-07-01 | 25.3294 | 22.21 | 3.1194 | 2044 | 1.2434 | 18 | #REF! | 17 | 12 | 2044-12-01 | 148.5016 | 123.8324 | 119.4343 | 99.5938 | 8 | 85% | 0.5006 | #REF! | 0.5006 | 26.6616 | #REF! | 26.6616
[6 empty] | 2043 | 2043-08-01 | 25.3294 | 22.21 | 3.1194 | 2045 | 1.2682 | 19 | #REF! | 18 | 1 | 2045-01-01 | 196.0242 | 155.7133 | 154.5637 | 122.7789 | 8 | 85% | 2.256 | #REF! | 2.2808 | 26.3718 | #REF! | 26.6616
[6 empty] | 2043 | 2043-09-01 | 25.3294 | 22.21 | 3.1194 | 2045 | 1.2682 | 19 | #REF! | 18 | 2 | 2045-02-01 | 182.6926 | 146.2443 | 144.0519 | 115.3126 | 8 | 85% | 1.8707 | #REF! | 1.8913 | 26.3718 | #REF! | 26.6616
[6 empty] | 2043 | 2043-10-01 | 25.3294 | 22.21 | 3.1194 | 2045 | 1.2682 | 19 | #REF! | 18 | 3 | 2045-03-01 | 75.7893 | 65.95 | 59.7594 | 52.0011 | 8 | 85% | -0.31627 | #REF! | -0.31974 | 26.3718 | #REF! | 26.6616
[6 empty] | 2043 | 2043-11-01 | 25.3294 | 22.21 | 3.1194 | 2045 | 1.2682 | 19 | #REF! | 18 | 4 | 2045-04-01 | 50.5386 | 42.6333 | 39.8493 | 33.616 | 8 | 85% | 0.06712 | #REF! | 0.067857 | 26.3718 | #REF! | 26.6616
[6 empty] | 2043 | 2043-12-01 | 25.3294 | 22.21 | 3.1194 | 2045 | 1.2682 | 19 | #REF! | 18 | 5 | 2045-05-01 | 41.2216 | 35.162 | 32.5029 | 27.725 | 8 | 85% | -0.025569 | #REF! | -0.02585 | 26.3718 | #REF! | 26.6616
[6 empty] | 2044 | 2044-01-01 | 25.6594 | 22.54 | 3.1194 | 2045 | 1.2682 | 19 | #REF! | 18 | 6 | 2045-06-01 | 50.4215 | 42.3573 | 39.757 | 33.3984 | 8 | 85% | 0.10363 | #REF! | 0.10476 | 26.3718 | #REF! | 26.6616
[6 empty] | 2044 | 2044-02-01 | 25.7218 | 22.54 | 3.1818 | 2045 | 1.2682 | 19 | #REF! | 18 | 7 | 2045-07-01 | 61.2272 | 48.5494 | 48.2773 | 38.2809 | 8 | 85% | 0.72263 | #REF! | 0.73057 | 26.3718 | #REF! | 26.6616
[6 empty] | 2044 | 2044-03-01 | 25.7218 | 22.54 | 3.1818 | 2045 | 1.2682 | 19 | #REF! | 18 | 8 | 2045-08-01 | 61.7859 | 49.0268 | 48.7177 | 38.6573 | 8 | 85% | 0.72211 | #REF! | 0.73005 | 26.3718 | #REF! | 26.6616
[6 empty] | 2044 | 2044-04-01 | 25.7218 | 22.54 | 3.1818 | 2045 | 1.2682 | 19 | #REF! | 18 | 9 | 2045-09-01 | 50.0902 | 43.1419 | 39.4958 | 34.0171 | 8 | 85% | -0.11692 | #REF! | -0.1182 | 26.3718 | #REF! | 26.6616
[6 empty] | 2044 | 2044-05-01 | 25.7218 | 22.54 | 3.1818 | 2045 | 1.2682 | 19 | #REF! | 18 | 10 | 2045-10-01 | 54.6867 | 43.843 | 43.1201 | 34.5699 | 8 | 85% | 0.54618 | #REF! | 0.55218 | 26.3718 | #REF! | 26.6616
[6 empty] | 2044 | 2044-06-01 | 25.7218 | 22.54 | 3.1818 | 2045 | 1.2682 | 19 | #REF! | 18 | 11 | 2045-11-01 | 85.1327 | 74.3813 | 67.1266 | 58.6492 | 8 | 85% | -0.41751 | #REF! | -0.42209 | 26.3718 | #REF! | 26.6616
[6 empty] | 2044 | 2044-07-01 | 25.7218 | 22.54 | 3.1818 | 2045 | 1.2682 | 19 | #REF! | 18 | 12 | 2045-12-01 | 151.4716 | 126.3091 | 119.4343 | 99.5938 | 8 | 85% | 0.50506 | #REF! | 0.51061 | 26.3718 | #REF! | 26.6616
[6 empty] | 2044 | 2044-08-01 | 25.7218 | 22.54 | 3.1818 | 2046 | 1.2936 | 20 | #REF! | 19 | 1 | 2046-01-01 | 199.9447 | 158.8276 | 154.5637 | 122.7789 | 8 | 85% | 2.3012 | #REF! | 2.3012 | 26.3718 | #REF! | 26.3718
[6 empty] | 2044 | 2044-09-01 | 25.7218 | 22.54 | 3.1818 | 2046 | 1.2936 | 20 | #REF! | 19 | 2 | 2046-02-01 | 186.3465 | 149.1692 | 144.0519 | 115.3126 | 8 | 85% | 1.9082 | #REF! | 1.9082 | 26.3718 | #REF! | 26.3718
[6 empty] | 2044 | 2044-10-01 | 25.7218 | 22.54 | 3.1818 | 2046 | 1.2936 | 20 | #REF! | 19 | 3 | 2046-03-01 | 77.3051 | 67.269 | 59.7594 | 52.0011 | 8 | 85% | -0.32259 | #REF! | -0.32259 | 26.3718 | #REF! | 26.3718
[6 empty] | 2044 | 2044-11-01 | 25.7218 | 22.54 | 3.1818 | 2046 | 1.2936 | 20 | #REF! | 19 | 4 | 2046-04-01 | 51.5493 | 43.4859 | 39.8493 | 33.616 | 8 | 85% | 0.068462 | #REF! | 0.068462 | 26.3718 | #REF! | 26.3718
[6 empty] | 2044 | 2044-12-01 | 25.7218 | 22.54 | 3.1818 | 2046 | 1.2936 | 20 | #REF! | 19 | 5 | 2046-05-01 | 42.046 | 35.8652 | 32.5029 | 27.725 | 8 | 85% | -0.02608 | #REF! | -0.02608 | 26.3718 | #REF! | 26.3718
[6 empty] | 2045 | 2045-01-01 | 26.0618 | 22.88 | 3.1818 | 2046 | 1.2936 | 20 | #REF! | 19 | 6 | 2046-06-01 | 51.43 | 43.2044 | 39.757 | 33.3984 | 8 | 85% | 0.1057 | #REF! | 0.1057 | 26.3718 | #REF! | 26.3718
[6 empty] | 2045 | 2045-02-01 | 26.1254 | 22.88 | 3.2454 | 2046 | 1.2936 | 20 | #REF! | 19 | 7 | 2046-07-01 | 62.4518 | 49.5204 | 48.2773 | 38.2809 | 8 | 85% | 0.73708 | #REF! | 0.73708 | 26.3718 | #REF! | 26.3718
[6 empty] | 2045 | 2045-03-01 | 26.1254 | 22.88 | 3.2454 | 2046 | 1.2936 | 20 | #REF! | 19 | 8 | 2046-08-01 | 63.0216 | 50.0073 | 48.7177 | 38.6573 | 8 | 85% | 0.73655 | #REF! | 0.73655 | 26.3718 | #REF! | 26.3718
[6 empty] | 2045 | 2045-04-01 | 26.1254 | 22.88 | 3.2454 | 2046 | 1.2936 | 20 | #REF! | 19 | 9 | 2046-09-01 | 51.092 | 44.0047 | 39.4958 | 34.0171 | 8 | 85% | -0.11925 | #REF! | -0.11925 | 26.3718 | #REF! | 26.3718
[6 empty] | 2045 | 2045-05-01 | 26.1254 | 22.88 | 3.2454 | 2046 | 1.2936 | 20 | #REF! | 19 | 10 | 2046-10-01 | 55.7804 | 44.7199 | 43.1201 | 34.5699 | 8 | 85% | 0.5571 | #REF! | 0.5571 | 26.3718 | #REF! | 26.3718
[6 empty] | 2045 | 2045-06-01 | 26.1254 | 22.88 | 3.2454 | 2046 | 1.2936 | 20 | #REF! | 19 | 11 | 2046-11-01 | 86.8354 | 75.869 | 67.1266 | 58.6492 | 8 | 85% | -0.42586 | #REF! | -0.42586 | 26.3718 | #REF! | 26.3718
[6 empty] | 2045 | 2045-07-01 | 26.1254 | 22.88 | 3.2454 | 2046 | 1.2936 | 20 | #REF! | 19 | 12 | 2046-12-01 | 154.501 | 128.8352 | 119.4343 | 99.5938 | 8 | 85% | 0.51516 | #REF! | 0.51516 | 26.3718 | #REF! | 26.3718
[6 empty] | 2045 | 2045-08-01 | 26.1254 | 22.88 | 3.2454 | 2047 | 1.3195 | 21 | #REF! | 20 | 1 | 2047-01-01 | 203.9436 | 162.0041 | 154.5637 | 122.7789 | 8 | 85% | 0 | #REF! | 2.3472 | 0 | #REF! | 26.3718
[6 empty] | 2045 | 2045-09-01 | 26.1254 | 22.88 | 3.2454 | 2047 | 1.3195 | 21 | #REF! | 20 | 2 | 2047-02-01 | 190.0734 | 152.1525 | 144.0519 | 115.3126 | 8 | 85% | 0 | #REF! | 1.9463 | 0 | #REF! | 26.3718
[6 empty] | 2045 | 2045-10-01 | 26.1254 | 22.88 | 3.2454 | 2047 | 1.3195 | 21 | #REF! | 20 | 3 | 2047-03-01 | 78.8512 | 68.6144 | 59.7594 | 52.0011 | 8 | 85% | 0 | #REF! | -0.32904 | 0 | #REF! | 26.3718
[6 empty] | 2045 | 2045-11-01 | 26.1254 | 22.88 | 3.2454 | 2047 | 1.3195 | 21 | #REF! | 20 | 4 | 2047-04-01 | 52.5803 | 44.3557 | 39.8493 | 33.616 | 8 | 85% | 0 | #REF! | 0.069831 | 0 | #REF! | 26.3718
[6 empty] | 2045 | 2045-12-01 | 26.1254 | 22.88 | 3.2454 | 2047 | 1.3195 | 21 | #REF! | 20 | 5 | 2047-05-01 | 42.8869 | 36.5825 | 32.5029 | 27.725 | 8 | 85% | 0 | #REF! | -0.026602 | 0 | #REF! | 26.3718
[6 empty] | 2046 | 2046-01-01 | 26.4654 | 23.22 | 3.2454 | 2047 | 1.3195 | 21 | #REF! | 20 | 6 | 2047-06-01 | 52.4586 | 44.0685 | 39.757 | 33.3984 | 8 | 85% | 0 | #REF! | 0.10781 | 0 | #REF! | 26.3718
[6 empty] | 2046 | 2046-02-01 | 26.5303 | 23.22 | 3.3103 | 2047 | 1.3195 | 21 | #REF! | 20 | 7 | 2047-07-01 | 63.7008 | 50.5108 | 48.2773 | 38.2809 | 8 | 85% | 0 | #REF! | 0.75183 | 0 | #REF! | 26.3718
[6 empty] | 2046 | 2046-03-01 | 26.5303 | 23.22 | 3.3103 | 2047 | 1.3195 | 21 | #REF! | 20 | 8 | 2047-08-01 | 64.282 | 51.0075 | 48.7177 | 38.6573 | 8 | 85% | 0 | #REF! | 0.75129 | 0 | #REF! | 26.3718
[6 empty] | 2046 | 2046-04-01 | 26.5303 | 23.22 | 3.3103 | 2047 | 1.3195 | 21 | #REF! | 20 | 9 | 2047-09-01 | 52.1138 | 44.8848 | 39.4958 | 34.0171 | 8 | 85% | 0 | #REF! | -0.12164 | 0 | #REF! | 26.3718
[6 empty] | 2046 | 2046-05-01 | 26.5303 | 23.22 | 3.3103 | 2047 | 1.3195 | 21 | #REF! | 20 | 10 | 2047-10-01 | 56.896 | 45.6143 | 43.1201 | 34.5699 | 8 | 85% | 0 | #REF! | 0.56825 | 0 | #REF! | 26.3718
[6 empty] | 2046 | 2046-06-01 | 26.5303 | 23.22 | 3.3103 | 2047 | 1.3195 | 21 | #REF! | 20 | 11 | 2047-11-01 | 88.5721 | 77.3863 | 67.1266 | 58.6492 | 8 | 85% | 0 | #REF! | -0.43437 | 0 | #REF! | 26.3718
[6 empty] | 2046 | 2046-07-01 | 26.5303 | 23.22 | 3.3103 | 2047 | 1.3195 | 21 | #REF! | 20 | 12 | 2047-12-01 | 157.5911 | 131.4119 | 119.4343 | 99.5938 | 8 | 85% | 0 | #REF! | 0.52546 | 0 | #REF! | 26.3718
[6 empty] | 2046 | 2046-08-01 | 26.5303 | 23.22 | 3.3103 | 2048 | 1.3459 | 22 | #REF! | 21 | 1 | 2048-01-01 | 208.0224 | 165.2442 | 154.5637 | 122.7789 | 8 | 85% | 0 | #REF! | 0 | 0 | #REF! | 0
[6 empty] | 2046 | 2046-09-01 | 26.5303 | 23.22 | 3.3103 | 2048 | 1.3459 | 22 | #REF! | 21 | 2 | 2048-02-01 | 193.8749 | 155.1956 | 144.0519 | 115.3126 | 8 | 85% | 0 | #REF! | 0 | 0 | #REF! | 0
[6 empty] | 2046 | 2046-10-01 | 26.5303 | 23.22 | 3.3103 | 2048 | 1.3459 | 22 | #REF! | 21 | 3 | 2048-03-01 | 80.4282 | 69.9867 | 59.7594 | 52.0011 | 8 | 85% | 0 | #REF! | 0 | 0 | #REF! | 0
[6 empty] | 2046 | 2046-11-01 | 26.5303 | 23.22 | 3.3103 | 2048 | 1.3459 | 22 | #REF! | 21 | 4 | 2048-04-01 | 53.6319 | 45.2428 | 39.8493 | 33.616 | 8 | 85% | 0 | #REF! | 0 | 0 | #REF! | 0
[6 empty] | 2046 | 2046-12-01 | 26.5303 | 23.22 | 3.3103 | 2048 | 1.3459 | 22 | #REF! | 21 | 5 | 2048-05-01 | 43.7447 | 37.3142 | 32.5029 | 27.725 | 8 | 85% | 0 | #REF! | 0 | 0 | #REF! | 0
[6 empty] | 2047 | 2047-01-01 | 26.8803 | 23.57 | 3.3103 | 2048 | 1.3459 | 22 | #REF! | 21 | 6 | 2048-06-01 | 53.5077 | 44.9499 | 39.757 | 33.3984 | 8 | 85% | 0 | #REF! | 0 | 0 | #REF! | 0
[6 empty] | 2047 | 2047-02-01 | 26.9465 | 23.57 | 3.3765 | 2048 | 1.3459 | 22 | #REF! | 21 | 7 | 2048-07-01 | 64.9748 | 51.5211 | 48.2773 | 38.2809 | 8 | 85% | 0 | #REF! | 0 | 0 | #REF! | 0
[6 empty] | 2047 | 2047-03-01 | 26.9465 | 23.57 | 3.3765 | 2048 | 1.3459 | 22 | #REF! | 21 | 8 | 2048-08-01 | 65.5676 | 52.0276 | 48.7177 | 38.6573 | 8 | 85% | 0 | #REF! | 0 | 0 | #REF! | 0
[6 empty] | 2047 | 2047-04-01 | 26.9465 | 23.57 | 3.3765 | 2048 | 1.3459 | 22 | #REF! | 21 | 9 | 2048-09-01 | 53.1561 | 45.7825 | 39.4958 | 34.0171 | 8 | 85% | 0 | #REF! | 0 | 0 | #REF! | 0
[6 empty] | 2047 | 2047-05-01 | 26.9465 | 23.57 | 3.3765 | 2048 | 1.3459 | 22 | #REF! | 21 | 10 | 2048-10-01 | 58.0339 | 46.5266 | 43.1201 | 34.5699 | 8 | 85% | 0 | #REF! | 0 | 0 | #REF! | 0
[6 empty] | 2047 | 2047-06-01 | 26.9465 | 23.57 | 3.3765 | 2048 | 1.3459 | 22 | #REF! | 21 | 11 | 2048-11-01 | 90.3435 | 78.9341 | 67.1266 | 58.6492 | 8 | 85% | 0 | #REF! | 0 | 0 | #REF! | 0
[6 empty] | 2047 | 2047-07-01 | 26.9465 | 23.57 | 3.3765 | 2048 | 1.3459 | 22 | #REF! | 21 | 12 | 2048-12-01 | 160.7429 | 134.0402 | 119.4343 | 99.5938 | 8 | 85% | 0 | #REF! | 0 | 0 | #REF! | 0
[6 empty] | 2047 | 2047-08-01 | 26.9465 | 23.57 | 3.3765 | 2049 | 1.3728 | 23 | #REF! | 22 | 1 | 2049-01-01 | 212.1829 | 168.5491 | 154.5637 | 122.7789 | 8 | 85% | 0 | #REF! | 0 | 0 | #REF! | 0
[6 empty] | 2047 | 2047-09-01 | 26.9465 | 23.57 | 3.3765 | 2049 | 1.3728 | 23 | #REF! | 22 | 2 | 2049-02-01 | 197.7524 | 158.2995 | 144.0519 | 115.3126 | 8 | 85% | 0 | #REF! | 0 | 0 | #REF! | 0
[6 empty] | 2047 | 2047-10-01 | 26.9465 | 23.57 | 3.3765 | 2049 | 1.3728 | 23 | #REF! | 22 | 3 | 2049-03-01 | 82.0368 | 71.3864 | 59.7594 | 52.0011 | 8 | 85% | 0 | #REF! | 0 | 0 | #REF! | 0
[6 empty] | 2047 | 2047-11-01 | 26.9465 | 23.57 | 3.3765 | 2049 | 1.3728 | 23 | #REF! | 22 | 4 | 2049-04-01 | 54.7046 | 46.1476 | 39.8493 | 33.616 | 8 | 85% | 0 | #REF! | 0 | 0 | #REF! | 0
[6 empty] | 2047 | 2047-12-01 | 26.9465 | 23.57 | 3.3765 | 2049 | 1.3728 | 23 | #REF! | 22 | 5 | 2049-05-01 | 44.6196 | 38.0604 | 32.5029 | 27.725 | 8 | 85% | 0 | #REF! | 0 | 0 | #REF! | 0
[6 empty] | 2048 | 2048-01-01 | 27.2965 | 23.92 | 3.3765 | 2049 | 1.3728 | 23 | #REF! | 22 | 6 | 2049-06-01 | 54.5779 | 45.8489 | 39.757 | 33.3984 | 8 | 85% | 0 | #REF! | 0 | 0 | #REF! | 0
[6 empty] | 2048 | 2048-02-01 | 27.3641 | 23.92 | 3.4441 | 2049 | 1.3728 | 23 | #REF! | 22 | 7 | 2049-07-01 | 66.2743 | 52.5515 | 48.2773 | 38.2809 | 8 | 85% | 0 | #REF! | 0 | 0 | #REF! | 0
[6 empty] | 2048 | 2048-03-01 | 27.3641 | 23.92 | 3.4441 | 2049 | 1.3728 | 23 | #REF! | 22 | 8 | 2049-08-01 | 66.879 | 53.0682 | 48.7177 | 38.6573 | 8 | 85% | 0 | #REF! | 0 | 0 | #REF! | 0
[6 empty] | 2048 | 2048-04-01 | 27.3641 | 23.92 | 3.4441 | 2049 | 1.3728 | 23 | #REF! | 22 | 9 | 2049-09-01 | 54.2192 | 46.6982 | 39.4958 | 34.0171 | 8 | 85% | 0 | #REF! | 0 | 0 | #REF! | 0
[6 empty] | 2048 | 2048-05-01 | 27.3641 | 23.92 | 3.4441 | 2049 | 1.3728 | 23 | #REF! | 22 | 10 | 2049-10-01 | 59.1946 | 47.4571 | 43.1201 | 34.5699 | 8 | 85% | 0 | #REF! | 0 | 0 | #REF! | 0
[6 empty] | 2048 | 2048-06-01 | 27.3641 | 23.92 | 3.4441 | 2049 | 1.3728 | 23 | #REF! | 22 | 11 | 2049-11-01 | 92.1504 | 80.5127 | 67.1266 | 58.6492 | 8 | 85% | 0 | #REF! | 0 | 0 | #REF! | 0
[6 empty] | 2048 | 2048-07-01 | 27.3641 | 23.92 | 3.4441 | 2049 | 1.3728 | 23 | #REF! | 22 | 12 | 2049-12-01 | 163.9577 | 136.721 | 119.4343 | 99.5938 | 8 | 85% | 0 | #REF! | 0 | 0 | #REF! | 0
[6 empty] | 2048 | 2048-08-01 | 27.3641 | 23.92 | 3.4441 | 2050 | 1.4002 | 24 | #REF! | 23 | 1 | 2050-01-01 | 216.4265 | 171.9201 | 154.5637 | 122.7789 | 8 | 85% | 0 | #REF! | 0 | 0 | #REF! | 0
[6 empty] | 2048 | 2048-09-01 | 27.3641 | 23.92 | 3.4441 | 2050 | 1.4002 | 24 | #REF! | 23 | 2 | 2050-02-01 | 201.7074 | 161.4655 | 144.0519 | 115.3126 | 8 | 85% | 0 | #REF! | 0 | 0 | #REF! | 0
[6 empty] | 2048 | 2048-10-01 | 27.3641 | 23.92 | 3.4441 | 2050 | 1.4002 | 24 | #REF! | 23 | 3 | 2050-03-01 | 83.6775 | 72.8141 | 59.7594 | 52.0011 | 8 | 85% | 0 | #REF! | 0 | 0 | #REF! | 0
[6 empty] | 2048 | 2048-11-01 | 27.3641 | 23.92 | 3.4441 | 2050 | 1.4002 | 24 | #REF! | 23 | 4 | 2050-04-01 | 55.7987 | 47.0706 | 39.8493 | 33.616 | 8 | 85% | 0 | #REF! | 0 | 0 | #REF! | 0
[6 empty] | 2048 | 2048-12-01 | 27.3641 | 23.92 | 3.4441 | 2050 | 1.4002 | 24 | #REF! | 23 | 5 | 2050-05-01 | 45.512 | 38.8216 | 32.5029 | 27.725 | 8 | 85% | 0 | #REF! | 0 | 0 | #REF! | 0
[6 empty] | 2049 | 2049-01-01 | 27.7241 | 24.28 | 3.4441 | 2050 | 1.4002 | 24 | #REF! | 23 | 6 | 2050-06-01 | 55.6694 | 46.7659 | 39.757 | 33.3984 | 8 | 85% | 0 | #REF! | 0 | 0 | #REF! | 0
[6 empty] | 2049 | 2049-02-01 | 27.7929 | 24.28 | 3.5129 | 2050 | 1.4002 | 24 | #REF! | 23 | 7 | 2050-07-01 | 67.5998 | 53.6025 | 48.2773 | 38.2809 | 8 | 85% | 0 | #REF! | 0 | 0 | #REF! | 0
[6 empty] | 2049 | 2049-03-01 | 27.7929 | 24.28 | 3.5129 | 2050 | 1.4002 | 24 | #REF! | 23 | 8 | 2050-08-01 | 68.2166 | 54.1295 | 48.7177 | 38.6573 | 8 | 85% | 0 | #REF! | 0 | 0 | #REF! | 0
[6 empty] | 2049 | 2049-04-01 | 27.7929 | 24.28 | 3.5129 | 2050 | 1.4002 | 24 | #REF! | 23 | 9 | 2050-09-01 | 55.3036 | 47.6321 | 39.4958 | 34.0171 | 8 | 85% | 0 | #REF! | 0 | 0 | #REF! | 0
[6 empty] | 2049 | 2049-05-01 | 27.7929 | 24.28 | 3.5129 | 2050 | 1.4002 | 24 | #REF! | 23 | 10 | 2050-10-01 | 60.3785 | 48.4063 | 43.1201 | 34.5699 | 8 | 85% | 0 | #REF! | 0 | 0 | #REF! | 0
[6 empty] | 2049 | 2049-06-01 | 27.7929 | 24.28 | 3.5129 | 2050 | 1.4002 | 24 | #REF! | 23 | 11 | 2050-11-01 | 93.9934 | 82.123 | 67.1266 | 58.6492 | 8 | 85% | 0 | #REF! | 0 | 0 | #REF! | 0
[6 empty] | 2049 | 2049-07-01 | 27.7929 | 24.28 | 3.5129 | 2050 | 1.4002 | 24 | #REF! | 23 | 12 | 2050-12-01 | 167.2369 | 139.4554 | 119.4343 | 99.5938 | 8 | 85% | 0 | #REF! | 0 | 0 | #REF! | 0
[6 empty] | 2049 | 2049-08-01 | 27.7929 | 24.28 | 3.5129 | 2051 | 1.4282 | 25 | #REF! | 24 | 1 | 2051-01-01 | 220.7551 | 175.3585 | 154.5637 | 122.7789 | 8 | 85% | 0 | #REF! | 0 | 0 | #REF! | 0
[6 empty] | 2049 | 2049-09-01 | 27.7929 | 24.28 | 3.5129 | 2051 | 1.4282 | 25 | #REF! | 24 | 2 | 2051-02-01 | 205.7416 | 164.6948 | 144.0519 | 115.3126 | 8 | 85% | 0 | #REF! | 0 | 0 | #REF! | 0
[6 empty] | 2049 | 2049-10-01 | 27.7929 | 24.28 | 3.5129 | 2051 | 1.4282 | 25 | #REF! | 24 | 3 | 2051-03-01 | 85.3511 | 74.2704 | 59.7594 | 52.0011 | 8 | 85% | 0 | #REF! | 0 | 0 | #REF! | 0
[6 empty] | 2049 | 2049-11-01 | 27.7929 | 24.28 | 3.5129 | 2051 | 1.4282 | 25 | #REF! | 24 | 4 | 2051-04-01 | 56.9146 | 48.012 | 39.8493 | 33.616 | 8 | 85% | 0 | #REF! | 0 | 0 | #REF! | 0
[6 empty] | 2049 | 2049-12-01 | 27.7929 | 24.28 | 3.5129 | 2051 | 1.4282 | 25 | #REF! | 24 | 5 | 2051-05-01 | 46.4222 | 39.5981 | 32.5029 | 27.725 | 8 | 85% | 0 | #REF! | 0 | 0 | #REF! | 0
[6 empty] | 2050 | 2050-01-01 | 28.1629 | 24.65 | 3.5129 | 2051 | 1.4282 | 25 | #REF! | 24 | 6 | 2051-06-01 | 56.7828 | 47.7012 | 39.757 | 33.3984 | 8 | 85% | 0 | #REF! | 0 | 0 | #REF! | 0
[6 empty] | 2050 | 2050-02-01 | 28.2332 | 24.65 | 3.5832 | 2051 | 1.4282 | 25 | #REF! | 24 | 7 | 2051-07-01 | 68.9518 | 54.6746 | 48.2773 | 38.2809 | 8 | 85% | 0 | #REF! | 0 | 0 | #REF! | 0
[6 empty] | 2050 | 2050-03-01 | 28.2332 | 24.65 | 3.5832 | 2051 | 1.4282 | 25 | #REF! | 24 | 8 | 2051-08-01 | 69.5809 | 55.2121 | 48.7177 | 38.6573 | 8 | 85% | 0 | #REF! | 0 | 0 | #REF! | 0
[6 empty] | 2050 | 2050-04-01 | 28.2332 | 24.65 | 3.5832 | 2051 | 1.4282 | 25 | #REF! | 24 | 9 | 2051-09-01 | 56.4097 | 48.5848 | 39.4958 | 34.0171 | 8 | 85% | 0 | #REF! | 0 | 0 | #REF! | 0
[6 empty] | 2050 | 2050-05-01 | 28.2332 | 24.65 | 3.5832 | 2051 | 1.4282 | 25 | #REF! | 24 | 10 | 2051-10-01 | 61.5861 | 49.3744 | 43.1201 | 34.5699 | 8 | 85% | 0 | #REF! | 0 | 0 | #REF! | 0
[6 empty] | 2050 | 2050-06-01 | 28.2332 | 24.65 | 3.5832 | 2051 | 1.4282 | 25 | #REF! | 24 | 11 | 2051-11-01 | 95.8733 | 83.7655 | 67.1266 | 58.6492 | 8 | 85% | 0 | #REF! | 0 | 0 | #REF! | 0
[6 empty] | 2050 | 2050-07-01 | 28.2332 | 24.65 | 3.5832 | 2051 | 1.4282 | 25 | #REF! | 24 | 12 | 2051-12-01 | 170.5816 | 142.2445 | 119.4343 | 99.5938 | 8 | 85% | 0 | #REF! | 0 | 0 | #REF! | 0
[6 empty] | 2050 | 2050-08-01 | 28.2332 | 24.65 | 3.5832 | 2052 | 1.4568 | 26 | #REF! | 25 | 1 | 2052-01-01 | 225.1702 | 178.8656 | 154.5637 | 122.7789 | 8 | 85% | 0 | #REF! | 0 | 0 | #REF! | 0
[6 empty] | 2050 | 2050-09-01 | 28.2332 | 24.65 | 3.5832 | 2052 | 1.4568 | 26 | #REF! | 25 | 2 | 2052-02-01 | 209.8564 | 167.9887 | 144.0519 | 115.3126 | 8 | 85% | 0 | #REF! | 0 | 0 | #REF! | 0
[6 empty] | 2050 | 2050-10-01 | 28.2332 | 24.65 | 3.5832 | 2052 | 1.4568 | 26 | #REF! | 25 | 3 | 2052-03-01 | 87.0581 | 75.7558 | 59.7594 | 52.0011 | 8 | 85% | 0 | #REF! | 0 | 0 | #REF! | 0
[6 empty] | 2050 | 2050-11-01 | 28.2332 | 24.65 | 3.5832 | 2052 | 1.4568 | 26 | #REF! | 25 | 4 | 2052-04-01 | 58.0529 | 48.9722 | 39.8493 | 33.616 | 8 | 85% | 0 | #REF! | 0 | 0 | #REF! | 0
[6 empty] | 2050 | 2050-12-01 | 28.2332 | 24.65 | 3.5832 | 2052 | 1.4568 | 26 | #REF! | 25 | 5 | 2052-05-01 | 47.3506 | 40.39 | 32.5029 | 27.725 | 8 | 85% | 0 | #REF! | 0 | 0 | #REF! | 0
[6 empty] | 2051 | 2051-01-01 | 28.5932 | 25.01 | 3.5832 | 2052 | 1.4568 | 26 | #REF! | 25 | 6 | 2052-06-01 | 57.9185 | 48.6552 | 39.757 | 33.3984 | 8 | 85% | 0 | #REF! | 0 | 0 | #REF! | 0
[6 empty] | 2051 | 2051-02-01 | 28.6649 | 25.01 | 3.6549 | 2052 | 1.4568 | 26 | #REF! | 25 | 7 | 2052-07-01 | 70.3309 | 55.768 | 48.2773 | 38.2809 | 8 | 85% | 0 | #REF! | 0 | 0 | #REF! | 0
[6 empty] | 2051 | 2051-03-01 | 28.6649 | 25.01 | 3.6549 | 2052 | 1.4568 | 26 | #REF! | 25 | 8 | 2052-08-01 | 70.9725 | 56.3164 | 48.7177 | 38.6573 | 8 | 85% | 0 | #REF! | 0 | 0 | #REF! | 0
[6 empty] | 2051 | 2051-04-01 | 28.6649 | 25.01 | 3.6549 | 2052 | 1.4568 | 26 | #REF! | 25 | 9 | 2052-09-01 | 57.5379 | 49.5565 | 39.4958 | 34.0171 | 8 | 85% | 0 | #REF! | 0 | 0 | #REF! | 0
[6 empty] | 2051 | 2051-05-01 | 28.6649 | 25.01 | 3.6549 | 2052 | 1.4568 | 26 | #REF! | 25 | 10 | 2052-10-01 | 62.8178 | 50.3619 | 43.1201 | 34.5699 | 8 | 85% | 0 | #REF! | 0 | 0 | #REF! | 0
[6 empty] | 2051 | 2051-06-01 | 28.6649 | 25.01 | 3.6549 | 2052 | 1.4568 | 26 | #REF! | 25 | 11 | 2052-11-01 | 97.7907 | 85.4408 | 67.1266 | 58.6492 | 8 | 85% | 0 | #REF! | 0 | 0 | #REF! | 0
[6 empty] | 2051 | 2051-07-01 | 28.6649 | 25.01 | 3.6549 | 2052 | 1.4568 | 26 | #REF! | 25 | 12 | 2052-12-01 | 173.9933 | 145.0894 | 119.4343 | 99.5938 | 8 | 85% | 0 | #REF! | 0 | 0 | #REF! | 0
[6 empty] | 2051 | 2051-08-01 | 28.6649 | 25.01 | 3.6549 | 2053 | 1.4859 | 27 | #REF! | 26 | 1 | 2053-01-01 | 229.6736 | 182.4429 | 154.5637 | 122.7789 | 8 | 85% | 0 | #REF! | 0 | 0 | #REF! | 0
[6 empty] | 2051 | 2051-09-01 | 28.6649 | 25.01 | 3.6549 | 2053 | 1.4859 | 27 | #REF! | 26 | 2 | 2053-02-01 | 214.0535 | 171.3485 | 144.0519 | 115.3126 | 8 | 85% | 0 | #REF! | 0 | 0 | #REF! | 0
[6 empty] | 2051 | 2051-10-01 | 28.6649 | 25.01 | 3.6549 | 2053 | 1.4859 | 27 | #REF! | 26 | 3 | 2053-03-01 | 88.7993 | 77.2709 | 59.7594 | 52.0011 | 8 | 85% | 0 | #REF! | 0 | 0 | #REF! | 0
[6 empty] | 2051 | 2051-11-01 | 28.6649 | 25.01 | 3.6549 | 2053 | 1.4859 | 27 | #REF! | 26 | 4 | 2053-04-01 | 59.214 | 49.9517 | 39.8493 | 33.616 | 8 | 85% | 0 | #REF! | 0 | 0 | #REF! | 0
[6 empty] | 2051 | 2051-12-01 | 28.6649 | 25.01 | 3.6549 | 2053 | 1.4859 | 27 | #REF! | 26 | 5 | 2053-05-01 | 48.2977 | 41.1978 | 32.5029 | 27.725 | 8 | 85% | 0 | #REF! | 0 | 0 | #REF! | 0
[6 empty] | 2052 | 2052-01-01 | 29.0449 | 25.39 | 3.6549 | 2053 | 1.4859 | 27 | #REF! | 26 | 6 | 2053-06-01 | 59.0769 | 49.6283 | 39.757 | 33.3984 | 8 | 85% | 0 | #REF! | 0 | 0 | #REF! | 0
[6 empty] | 2052 | 2052-02-01 | 29.118 | 25.39 | 3.728 | 2053 | 1.4859 | 27 | #REF! | 26 | 7 | 2053-07-01 | 71.7375 | 56.8834 | 48.2773 | 38.2809 | 8 | 85% | 0 | #REF! | 0 | 0 | #REF! | 0
[6 empty] | 2052 | 2052-03-01 | 29.118 | 25.39 | 3.728 | 2053 | 1.4859 | 27 | #REF! | 26 | 8 | 2053-08-01 | 72.392 | 57.4427 | 48.7177 | 38.6573 | 8 | 85% | 0 | #REF! | 0 | 0 | #REF! | 0
[6 empty] | 2052 | 2052-04-01 | 29.118 | 25.39 | 3.728 | 2053 | 1.4859 | 27 | #REF! | 26 | 9 | 2053-09-01 | 58.6886 | 50.5476 | 39.4958 | 34.0171 | 8 | 85% | 0 | #REF! | 0 | 0 | #REF! | 0
[6 empty] | 2052 | 2052-05-01 | 29.118 | 25.39 | 3.728 | 2053 | 1.4859 | 27 | #REF! | 26 | 10 | 2053-10-01 | 64.0741 | 51.3691 | 43.1201 | 34.5699 | 8 | 85% | 0 | #REF! | 0 | 0 | #REF! | 0
[6 empty] | 2052 | 2052-06-01 | 29.118 | 25.39 | 3.728 | 2053 | 1.4859 | 27 | #REF! | 26 | 11 | 2053-11-01 | 99.7465 | 87.1496 | 67.1266 | 58.6492 | 8 | 85% | 0 | #REF! | 0 | 0 | #REF! | 0
[6 empty] | 2052 | 2052-07-01 | 29.118 | 25.39 | 3.728 | 2053 | 1.4859 | 27 | #REF! | 26 | 12 | 2053-12-01 | 177.4731 | 147.9912 | 119.4343 | 99.5938 | 8 | 85% | 0 | #REF! | 0 | 0 | #REF! | 0
[6 empty] | 2052 | 2052-08-01 | 29.118 | 25.39 | 3.728 | 2054 | 1.5157 | 28 | #REF! | 27 | 1 | 2054-01-01 | 234.267 | 186.0918 | 154.5637 | 122.7789 | 8 | 85% | 0 | #REF! | 0 | 0 | #REF! | 0
[6 empty] | 2052 | 2052-09-01 | 29.118 | 25.39 | 3.728 | 2054 | 1.5157 | 28 | #REF! | 27 | 2 | 2054-02-01 | 218.3346 | 174.7754 | 144.0519 | 115.3126 | 8 | 85% | 0 | #REF! | 0 | 0 | #REF! | 0
[6 empty] | 2052 | 2052-10-01 | 29.118 | 25.39 | 3.728 | 2054 | 1.5157 | 28 | #REF! | 27 | 3 | 2054-03-01 | 90.5753 | 78.8163 | 59.7594 | 52.0011 | 8 | 85% | 0 | #REF! | 0 | 0 | #REF! | 0
[6 empty] | 2052 | 2052-11-01 | 29.118 | 25.39 | 3.728 | 2054 | 1.5157 | 28 | #REF! | 27 | 4 | 2054-04-01 | 60.3983 | 50.9507 | 39.8493 | 33.616 | 8 | 85% | 0 | #REF! | 0 | 0 | #REF! | 0
[6 empty] | 2052 | 2052-12-01 | 29.118 | 25.39 | 3.728 | 2054 | 1.5157 | 28 | #REF! | 27 | 5 | 2054-05-01 | 49.2636 | 42.0218 | 32.5029 | 27.725 | 8 | 85% | 0 | #REF! | 0 | 0 | #REF! | 0
[6 empty] | 2053 | 2053-01-01 | 29.498 | 25.77 | 3.728 | 2054 | 1.5157 | 28 | #REF! | 27 | 6 | 2054-06-01 | 60.2584 | 50.6209 | 39.757 | 33.3984 | 8 | 85% | 0 | #REF! | 0 | 0 | #REF! | 0
[6 empty] | 2053 | 2053-02-01 | 29.5725 | 25.77 | 3.8025 | 2054 | 1.5157 | 28 | #REF! | 27 | 7 | 2054-07-01 | 73.1722 | 58.0211 | 48.2773 | 38.2809 | 8 | 85% | 0 | #REF! | 0 | 0 | #REF! | 0
[6 empty] | 2053 | 2053-03-01 | 29.5725 | 25.77 | 3.8025 | 2054 | 1.5157 | 28 | #REF! | 27 | 8 | 2054-08-01 | 73.8398 | 58.5915 | 48.7177 | 38.6573 | 8 | 85% | 0 | #REF! | 0 | 0 | #REF! | 0
[6 empty] | 2053 | 2053-04-01 | 29.5725 | 25.77 | 3.8025 | 2054 | 1.5157 | 28 | #REF! | 27 | 9 | 2054-09-01 | 59.8624 | 51.5586 | 39.4958 | 34.0171 | 8 | 85% | 0 | #REF! | 0 | 0 | #REF! | 0
[6 empty] | 2053 | 2053-05-01 | 29.5725 | 25.77 | 3.8025 | 2054 | 1.5157 | 28 | #REF! | 27 | 10 | 2054-10-01 | 65.3556 | 52.3965 | 43.1201 | 34.5699 | 8 | 85% | 0 | #REF! | 0 | 0 | #REF! | 0
[6 empty] | 2053 | 2053-06-01 | 29.5725 | 25.77 | 3.8025 | 2054 | 1.5157 | 28 | #REF! | 27 | 11 | 2054-11-01 | 101.7415 | 88.8926 | 67.1266 | 58.6492 | 8 | 85% | 0 | #REF! | 0 | 0 | #REF! | 0
[6 empty] | 2053 | 2053-07-01 | 29.5725 | 25.77 | 3.8025 | 2054 | 1.5157 | 28 | #REF! | 27 | 12 | 2054-12-01 | 181.0226 | 150.951 | 119.4343 | 99.5938 | 8 | 85% | 0 | #REF! | 0 | 0 | #REF! | 0
[6 empty] | 2053 | 2053-08-01 | 29.5725 | 25.77 | 3.8025 | 2055 | 1.546 | 29 | #REF! | 28 | 1 | 2055-01-01 | 238.9524 | 189.8136 | 154.5637 | 122.7789 | 8 | 85% |  | #REF! | 0 | 0 | #REF! | 0
[6 empty] | 2053 | 2053-09-01 | 29.5725 | 25.77 | 3.8025 | 2055 | 1.546 | 29 | #REF! | 28 | 2 | 2055-02-01 | 222.7013 | 178.2709 | 144.0519 | 115.3126 | 8 | 85% |  | #REF! | 0 | 0 | #REF! | 0
[6 empty] | 2053 | 2053-10-01 | 29.5725 | 25.77 | 3.8025 | 2055 | 1.546 | 29 | #REF! | 28 | 3 | 2055-03-01 | 92.3868 | 80.3927 | 59.7594 | 52.0011 | 8 | 85% |  | #REF! | 0 | 0 | #REF! | 0
[6 empty] | 2053 | 2053-11-01 | 29.5725 | 25.77 | 3.8025 | 2055 | 1.546 | 29 | #REF! | 28 | 4 | 2055-04-01 | 61.6062 | 51.9697 | 39.8493 | 33.616 | 8 | 85% |  | #REF! | 0 | 0 | #REF! | 0
[6 empty] | 2053 | 2053-12-01 | 29.5725 | 25.77 | 3.8025 | 2055 | 1.546 | 29 | #REF! | 28 | 5 | 2055-05-01 | 50.2489 | 42.8622 | 32.5029 | 27.725 | 8 | 85% |  | #REF! | 0 | 0 | #REF! | 0
[6 empty] | 2054 | 2054-01-01 | 29.9625 | 26.16 | 3.8025 | 2055 | 1.546 | 29 | #REF! | 28 | 6 | 2055-06-01 | 61.4636 | 51.6333 | 39.757 | 33.3984 | 8 | 85% |  | #REF! | 0 | 0 | #REF! | 0
[6 empty] | 2054 | 2054-02-01 | 30.0386 | 26.16 | 3.8786 | 2055 | 1.546 | 29 | #REF! | 28 | 7 | 2055-07-01 | 74.6357 | 59.1815 | 48.2773 | 38.2809 | 8 | 85% |  | #REF! | 0 | 0 | #REF! | 0
[6 empty] | 2054 | 2054-03-01 | 30.0386 | 26.16 | 3.8786 | 2055 | 1.546 | 29 | #REF! | 28 | 8 | 2055-08-01 | 75.3166 | 59.7634 | 48.7177 | 38.6573 | 8 | 85% |  | #REF! | 0 | 0 | #REF! | 0
[6 empty] | 2054 | 2054-04-01 | 30.0386 | 26.16 | 3.8786 | 2055 | 1.546 | 29 | #REF! | 28 | 9 | 2055-09-01 | 61.0596 | 52.5897 | 39.4958 | 34.0171 | 8 | 85% |  | #REF! | 0 | 0 | #REF! | 0
[6 empty] | 2054 | 2054-05-01 | 30.0386 | 26.16 | 3.8786 | 2055 | 1.546 | 29 | #REF! | 28 | 10 | 2055-10-01 | 66.6627 | 53.4444 | 43.1201 | 34.5699 | 8 | 85% |  | #REF! | 0 | 0 | #REF! | 0
[6 empty] | 2054 | 2054-06-01 | 30.0386 | 26.16 | 3.8786 | 2055 | 1.546 | 29 | #REF! | 28 | 11 | 2055-11-01 | 103.7763 | 90.6704 | 67.1266 | 58.6492 | 8 | 85% |  | #REF! | 0 | 0 | #REF! | 0
[6 empty] | 2054 | 2054-07-01 | 30.0386 | 26.16 | 3.8786 | 2055 | 1.546 | 29 | #REF! | 28 | 12 | 2055-12-01 | 184.643 | 153.97 | 119.4343 | 99.5938 | 8 | 85% |  | #REF! | 0 | 0 | #REF! | 0
[6 empty] | 2054 | 2054-08-01 | 30.0386 | 26.16 | 3.8786 | 2056 | 1.5769 | 30 | #REF! | 29 | 1 | 2056-01-01 | 243.7314 | 193.6099 | 154.5637 | 122.7789 | 8 | 85% |  |  | 0 | 0 | #REF! | 0
[6 empty] | 2054 | 2054-09-01 | 30.0386 | 26.16 | 3.8786 | 2056 | 1.5769 | 30 | #REF! | 29 | 2 | 2056-02-01 | 227.1553 | 181.8364 | 144.0519 | 115.3126 | 8 | 85% |  |  | 0 | 0 | #REF! | 0
[6 empty] | 2054 | 2054-10-01 | 30.0386 | 26.16 | 3.8786 | 2056 | 1.5769 | 30 | #REF! | 29 | 3 | 2056-03-01 | 94.2345 | 82.0005 | 59.7594 | 52.0011 | 8 | 85% |  |  | 0 | 0 | #REF! | 0
[6 empty] | 2054 | 2054-11-01 | 30.0386 | 26.16 | 3.8786 | 2056 | 1.5769 | 30 | #REF! | 29 | 4 | 2056-04-01 | 62.8383 | 53.0091 | 39.8493 | 33.616 | 8 | 85% |  |  | 0 | 0 | #REF! | 0
[6 empty] | 2054 | 2054-12-01 | 30.0386 | 26.16 | 3.8786 | 2056 | 1.5769 | 30 | #REF! | 29 | 5 | 2056-05-01 | 51.2539 | 43.7195 | 32.5029 | 27.725 | 8 | 85% |  |  | 0 | 0 | #REF! | 0
[11 empty] | 2056 | 1.5769 | 30 | #REF! | 29 | 6 | 2056-06-01 | 62.6928 | 52.666 | 39.757 | 33.3984 | 8 | 85% |  |  | 0 | 0 | #REF! | 0
[11 empty] | 2056 | 1.5769 | 30 | #REF! | 29 | 7 | 2056-07-01 | 76.1284 | 60.3651 | 48.2773 | 38.2809 | 8 | 85% |  |  | 0 | 0 | #REF! | 0
[11 empty] | 2056 | 1.5769 | 30 | #REF! | 29 | 8 | 2056-08-01 | 76.823 | 60.9586 | 48.7177 | 38.6573 | 8 | 85% |  |  | 0 | 0 | #REF! | 0
[11 empty] | 2056 | 1.5769 | 30 | #REF! | 29 | 9 | 2056-09-01 | 62.2808 | 53.6415 | 39.4958 | 34.0171 | 8 | 85% |  |  | 0 | 0 | #REF! | 0
[11 empty] | 2056 | 1.5769 | 30 | #REF! | 29 | 10 | 2056-10-01 | 67.996 | 54.5133 | 43.1201 | 34.5699 | 8 | 85% |  |  | 0 | 0 | #REF! | 0
[11 empty] | 2056 | 1.5769 | 30 | #REF! | 29 | 11 | 2056-11-01 | 105.8518 | 92.4838 | 67.1266 | 58.6492 | 8 | 85% |  |  | 0 | 0 | #REF! | 0
[11 empty] | 2056 | 1.5769 | 30 | #REF! | 29 | 12 | 2056-12-01 | 188.3359 | 157.0494 | 119.4343 | 99.5938 | 8 | 85% |  |  | 0 | 0 | #REF! | 0
[11 empty] | 2057 | 1.6084 | 31 | #REF! | 30 | 1 | 2057-01-01 | 248.6061 | 197.4821 | 154.5637 | 122.7789 | 8 | 85% |  |  |  | #N/A | #REF! | 0
[11 empty] | 2057 | 1.6084 | 31 | #REF! | 30 | 2 | 2057-02-01 | 231.6984 | 185.4731 | 144.0519 | 115.3126 | 8 | 85% |  |  |  | #N/A | #REF! | 0
[11 empty] | 2057 | 1.6084 | 31 | #REF! | 30 | 3 | 2057-03-01 | 96.1192 | 83.6405 | 59.7594 | 52.0011 | 8 | 85% |  |  |  | #N/A | #REF! | 0
[11 empty] | 2057 | 1.6084 | 31 | #REF! | 30 | 4 | 2057-04-01 | 64.0951 | 54.0693 | 39.8493 | 33.616 | 8 | 85% |  |  |  | #N/A | #REF! | 0
[11 empty] | 2057 | 1.6084 | 31 | #REF! | 30 | 5 | 2057-05-01 | 52.2789 | 44.5939 | 32.5029 | 27.725 | 8 | 85% |  |  |  | #N/A | #REF! | 0
[11 empty] | 2057 | 1.6084 | 31 | #REF! | 30 | 6 | 2057-06-01 | 63.9467 | 53.7193 | 39.757 | 33.3984 | 8 | 85% |  |  |  | #N/A | #REF! | 0
[11 empty] | 2057 | 1.6084 | 31 | #REF! | 30 | 7 | 2057-07-01 | 77.6509 | 61.5724 | 48.2773 | 38.2809 | 8 | 85% |  |  |  | #N/A | #REF! | 0
[11 empty] | 2057 | 1.6084 | 31 | #REF! | 30 | 8 | 2057-08-01 | 78.3594 | 62.1778 | 48.7177 | 38.6573 | 8 | 85% |  |  |  | #N/A | #REF! | 0
[11 empty] | 2057 | 1.6084 | 31 | #REF! | 30 | 9 | 2057-09-01 | 63.5264 | 54.7144 | 39.4958 | 34.0171 | 8 | 85% |  |  |  | #N/A | #REF! | 0
[11 empty] | 2057 | 1.6084 | 31 | #REF! | 30 | 10 | 2057-10-01 | 69.3559 | 55.6036 | 43.1201 | 34.5699 | 8 | 85% |  |  |  | #N/A | #REF! | 0
[11 empty] | 2057 | 1.6084 | 31 | #REF! | 30 | 11 | 2057-11-01 | 107.9689 | 94.3335 | 67.1266 | 58.6492 | 8 | 85% |  |  |  | #N/A | #REF! | 0
[11 empty] | 2057 | 1.6084 | 31 | #REF! | 30 | 12 | 2057-12-01 | 192.1026 | 160.1904 | 119.4343 | 99.5938 | 8 | 85% |  |  |  | #N/A | #REF! | 0
[11 empty] | 2058 | 1.6406 |  | #REF! | 31 | 1 | 2058-01-01 | 253.5782 | 201.4318 | 154.5637 | 122.7789 | 8 | 85% |  |  |  | #N/A | #REF! | #N/A
[11 empty] | 2058 | 1.6406 |  | #REF! | 31 | 2 | 2058-02-01 | 236.3324 | 189.1826 | 144.0519 | 115.3126 | 8 | 85% |  |  |  | #N/A | #REF! | #N/A
[11 empty] | 2058 | 1.6406 |  | #REF! | 31 | 3 | 2058-03-01 | 98.0416 | 85.3133 | 59.7594 | 52.0011 | 8 | 85% |  |  |  | #N/A | #REF! | #N/A
[11 empty] | 2058 | 1.6406 |  | #REF! | 31 | 4 | 2058-04-01 | 65.377 | 55.1507 | 39.8493 | 33.616 | 8 | 85% |  |  |  | #N/A | #REF! | #N/A
[10 empty] | 8.393e-18 | 2058 | 1.6406 |  | #REF! | 31 | 5 | 2058-05-01 | 53.3245 | 45.4857 | 32.5029 | 27.725 | 8 | 85% |  |  |  | #N/A | #REF! | #N/A
[10 empty] | 8.393e-18 | 2058 | 1.6406 |  | #REF! | 31 | 6 | 2058-06-01 | 65.2256 | 54.7937 | 39.757 | 33.3984 | 8 | 85% |  |  |  | #N/A | #REF! | #N/A
[10 empty] | 8.393e-18 | 2058 | 1.6406 |  | #REF! | 31 | 7 | 2058-07-01 | 79.204 | 62.8039 | 48.2773 | 38.2809 | 8 | 85% |  |  |  | #N/A | #REF! | #N/A
[10 empty] | 8.393e-18 | 2058 | 1.6406 |  | #REF! | 31 | 8 | 2058-08-01 | 79.9266 | 63.4214 | 48.7177 | 38.6573 | 8 | 85% |  |  |  | #N/A | #REF! | #N/A
[10 empty] | 8.393e-18 | 2058 | 1.6406 |  | #REF! | 31 | 9 | 2058-09-01 | 64.797 | 55.8086 | 39.4958 | 34.0171 | 8 | 85% |  |  |  | #N/A | #REF! | #N/A
[10 empty] | 8.393e-18 | 2058 | 1.6406 |  | #REF! | 31 | 10 | 2058-10-01 | 70.743 | 56.7157 | 43.1201 | 34.5699 | 8 | 85% |  |  |  | #N/A | #REF! | #N/A
[10 empty] | 8.393e-18 | 2058 | 1.6406 |  | #REF! | 31 | 11 | 2058-11-01 | 110.1282 | 96.2202 | 67.1266 | 58.6492 | 8 | 85% |  |  |  | #N/A | #REF! | #N/A
[10 empty] | 8.393e-18 | 2058 | 1.6406 |  | #REF! | 31 | 12 | 2058-12-01 | 195.9447 | 163.3942 | 119.4343 | 99.5938 | 8 | 85% |  |  |  | #N/A | #REF! | #N/A
Formulas:
Begin = EOMONTH([Begin, row above],11)+1
End = EOMONTH([End, row above],12)

## Rev Req't
Yellow cells are inputs
Assumptions | Unit | Value
Initial Investment (without A&G) | $ | 23200 |  |  |  |  | Total NPV
Year initial investment is made | project year | 0 |  |  |  | Year |  | 0 | 1 | 2 | 3 | 4 | 5 | 6 | 7 | 8 | 9 | 10 | 11 | 12 | 13 | 14 | 15 | 16 | 17 | 18 | 19 | 20 | 21 | 22 | 23 | 24 | 25 | 26 | 27 | 28 | 29 | 30 | 31 | 32 | 33 | 34 | 35 | 36 | 37 | 38 | 39 | 40 | 41 | 42 | 43 | 44 | 45 | 46 | 47 | 48 | 49 | 50 | 51 | 52 | 53 | 54 | 55 | 56 | 57 | 58 | 59 | 60 | 61 | 62 | 63 | 64 | 65 | 66 | 67 | 68 | 69 | 70 | 71 | 72 | 73 | 74 | 75 | 76 | 77 | 78 | 79 | 80 | 81 | 82 | 83 | 84 | 85 | 86 | 87 | 88 | 89 | 90 | 91 | 92 | 93 | 94 | 95 | 96 | 97 | 98 | 99 | 100
Term of Analysis | years | 20
Book life of investment | years | 16 |  |  |  | Inflation multiplier |  | 1 | 1 | 1.02 | 1.0404 | 1.0612 | 1.0824 | 1.1041 | 1.1262 | 1.1487 | 1.1717 | 1.1951 | 1.219 | 1.2434 | 1.2682 | 1.2936 | 1.3195 | 1.3459 | 1.3728 | 1.4002 | 1.4282 | 1.4568 | 1.4859 | 1.5157 | 1.546 | 1.5769 | 1.6084 | 1.6406 | 1.6734 | 1.7069 | 1.741 | 1.7758 | 1.8114 | 1.8476 | 1.8845 | 1.9222 | 1.9607 | 1.9999 | 2.0399 | 2.0807 | 2.1223 | 2.1647 | 2.208 | 2.2522 | 2.2972 | 2.3432 | 2.3901 | 2.4379 | 2.4866 | 2.5363 | 2.5871 | 2.6388 | 2.6916 | 2.7454 | 2.8003 | 2.8563 | 2.9135 | 2.9717 | 3.0312 | 3.0918 | 3.1536 | 3.2167 | 3.281 | 3.3467 | 3.4136 | 3.4819 | 3.5515 | 3.6225 | 3.695 | 3.7689 | 3.8443 | 3.9211 | 3.9996 | 4.0795 | 4.1611 | 4.2444 | 4.3293 | 4.4158 | 4.5042 | 4.5942 | 4.6861 | 4.7798 | 4.8754 | 4.9729 | 5.0724 | 5.1739 | 5.2773 | 5.3829 | 5.4905 | 5.6003 | 5.7124 | 5.8266 | 5.9431 | 6.062 | 6.1832 | 6.3069 | 6.433 | 6.5617 | 6.6929 | 6.8268 | 6.9633 | 7.1026
MACRS depreciation length | years | 5 |  |  |  | Term of Analysis flag |  |  | 1 | 1 | 1 | 1 | 1 | 1 | 1 | 1 | 1 | 1 | 1 | 1 | 1 | 1 | 1 | 1 | 1 | 1 | 1 | 1 | 0 | 0 | 0 | 0 | 0 | 0 | 0 | 0 | 0 | 0 | 0 | 0 | 0 | 0 | 0 | 0 | 0 | 0 | 0 | 0 | 0 | 0 | 0 | 0 | 0 | 0 | 0 | 0 | 0 | 0 | 0 | 0 | 0 | 0 | 0 | 0 | 0 | 0 | 0 | 0 | 0 | 0 | 0 | 0 | 0 | 0 | 0 | 0 | 0 | 0 | 0 | 0 | 0 | 0 | 0 | 0 | 0 | 0 | 0 | 0 | 0 | 0 | 0 | 0 | 0 | 0 | 0 | 0 | 0 | 0 | 0 | 0 | 0 | 0 | 0 | 0 | 0 | 0 | 0 | 0
[6 empty] | Book life flag |  |  | 1 | 1 | 1 | 1 | 1 | 1 | 1 | 1 | 1 | 1 | 1 | 1 | 1 | 1 | 1 | 1 | 0 | 0 | 0 | 0 | 0 | 0 | 0 | 0 | 0 | 0 | 0 | 0 | 0 | 0 | 0 | 0 | 0 | 0 | 0 | 0 | 0 | 0 | 0 | 0 | 0 | 0 | 0 | 0 | 0 | 0 | 0 | 0 | 0 | 0 | 0 | 0 | 0 | 0 | 0 | 0 | 0 | 0 | 0 | 0 | 0 | 0 | 0 | 0 | 0 | 0 | 0 | 0 | 0 | 0 | 0 | 0 | 0 | 0 | 0 | 0 | 0 | 0 | 0 | 0 | 0 | 0 | 0 | 0 | 0 | 0 | 0 | 0 | 0 | 0 | 0 | 0 | 0 | 0 | 0 | 0 | 0 | 0 | 0 | 0
Inflation | % | 2% |  |  |  | MACRS flag |  |  | 1 | 1 | 1 | 1 | 1 | 1 | 0 | 0 | 0 | 0 | 0 | 0 | 0 | 0 | 0 | 0 | 0 | 0 | 0 | 0 | 0 | 0 | 0 | 0 | 0 | 0 | 0 | 0 | 0 | 0 | 0 | 0 | 0 | 0 | 0 | 0 | 0 | 0 | 0 | 0 | 0 | 0 | 0 | 0 | 0 | 0 | 0 | 0 | 0 | 0 | 0 | 0 | 0 | 0 | 0 | 0 | 0 | 0 | 0 | 0 | 0 | 0 | 0 | 0 | 0 | 0 | 0 | 0 | 0 | 0 | 0 | 0 | 0 | 0 | 0 | 0 | 0 | 0 | 0 | 0 | 0 | 0 | 0 | 0 | 0 | 0 | 0 | 0 | 0 | 0 | 0 | 0 | 0 | 0 | 0 | 0 | 0 | 0 | 0 | 0
Income tax rate | % | 27.71%
Capitalized A&G | % | 5.14%
Gross Revenue Tax | % | 1.025% |  |  | ADIT Tab | Book depreciation |  |  | 1524.53 | 1524.53 | 1524.53 | 1524.53 | 1524.53 | 1524.53 | 1524.53 | 1524.53 | 1524.53 | 1524.53 | 1524.53 | 1524.53 | 1524.53 | 1524.53 | 1524.53 | 1524.53 | 0 | 0 | 0 | 0 | 0 | 0 | 0 | 0 | 0 | 0 | 0 | 0 | 0 | 0 | 0 | 0 | 0 | 0 | 0 | 0 | 0 | 0 | 0 | 0 | 0 | 0 | 0 | 0 | 0 | 0 | 0 | 0 | 0 | 0 | 0 | 0 | 0 | 0 | 0 | 0 | 0 | 0 | 0 | 0 | 0 | 0 | 0 | 0 | 0 | 0 | 0 | 0 | 0 | 0 | 0 | 0 | 0 | 0 | 0 | 0 | 0 | 0 | 0 | 0 | 0 | 0 | 0 | 0 | 0 | 0 | 0 | 0 | 0 | 0 | 0 | 0 | 0 | 0 | 0 | 0 | 0 | 0 | 0 | 0
[6 empty] | Temporary - Book |  |  | 1237.3425 | 1237.3425 | 1237.3425 | 1237.3425 | 1237.3425 | 1237.3425 | 1237.3425 | 1237.3425 | 1237.3425 | 1237.3425 | 1237.3425 | 1237.3425 | 1237.3425 | 1237.3425 | 1237.3425 | 1237.3425 | 0 | 0 | 0 | 0 | 0 | 0 | 0 | 0 | 0 | 0 | 0 | 0 | 0 | 0 | 0 | 0 | 0 | 0 | 0 | 0 | 0 | 0 | 0 | 0 | 0 | 0 | 0 | 0 | 0 | 0 | 0 | 0 | 0 | 0 | 0 | 0 | 0 | 0 | 0 | 0 | 0 | 0 | 0 | 0 | 0 | 0 | 0 | 0 | 0 | 0 | 0 | 0 | 0 | 0 | 0 | 0 | 0 | 0 | 0 | 0 | 0 | 0 | 0 | 0 | 0 | 0 | 0 | 0 | 0 | 0 | 0 | 0 | 0 | 0 | 0 | 0 | 0 | 0 | 0 | 0 | 0 | 0 | 0 | 0
ITC | % | 40% |  |  |  | Plant in Service |  | 24392.48 | 24392.48 | 24392.48 | 24392.48 | 24392.48 | 24392.48 | 24392.48 | 24392.48 | 24392.48 | 24392.48 | 24392.48 | 24392.48 | 24392.48 | 24392.48 | 24392.48 | 24392.48 | 24392.48 | 0 | 0 | 0 | 0 | 0 | 0 | 0 | 0 | 0 | 0 | 0 | 0 | 0 | 0 | 0 | 0 | 0 | 0 | 0 | 0 | 0 | 0 | 0 | 0 | 0 | 0 | 0 | 0 | 0 | 0 | 0 | 0 | 0 | 0 | 0 | 0 | 0 | 0 | 0 | 0 | 0 | 0 | 0 | 0 | 0 | 0 | 0 | 0 | 0 | 0 | 0 | 0 | 0 | 0 | 0 | 0 | 0 | 0 | 0 | 0 | 0 | 0 | 0 | 0 | 0 | 0 | 0 | 0 | 0 | 0 | 0 | 0 | 0 | 0 | 0 | 0 | 0 | 0 | 0 | 0 | 0 | 0 | 0 | 0
Investment amt excluded from ITC | $ | 225 |  |  |  | Accumulated Depreciation |  |  | -1524.53 | -3049.06 | -4573.59 | -6098.12 | -7622.65 | -9147.18 | -10671.71 | -12196.24 | -13720.77 | -15245.3 | -16769.83 | -18294.36 | -19818.89 | -21343.42 | -22867.95 | -24392.48 | 0 | 0 | 0 | 0 | 0 | 0 | 0 | 0 | 0 | 0 | 0 | 0 | 0 | 0 | 0 | 0 | 0 | 0 | 0 | 0 | 0 | 0 | 0 | 0 | 0 | 0 | 0 | 0 | 0 | 0 | 0 | 0 | 0 | 0 | 0 | 0 | 0 | 0 | 0 | 0 | 0 | 0 | 0 | 0 | 0 | 0 | 0 | 0 | 0 | 0 | 0 | 0 | 0 | 0 | 0 | 0 | 0 | 0 | 0 | 0 | 0 | 0 | 0 | 0 | 0 | 0 | 0 | 0 | 0 | 0 | 0 | 0 | 0 | 0 | 0 | 0 | 0 | 0 | 0 | 0 | 0 | 0 | 0 | 0
Book basis (not for ITC) | $ | 24392.48 |  |  |  | Net Plant (b.o.y.) |  |  | 24392.48 | 22867.95 | 21343.42 | 19818.89 | 18294.36 | 16769.83 | 15245.3 | 13720.77 | 12196.24 | 10671.71 | 9147.18 | 7622.65 | 6098.12 | 4573.59 | 3049.06 | 1524.53 | 3.638e-12 | 0 | 0 | 0 | 0 | 0 | 0 | 0 | 0 | 0 | 0 | 0 | 0 | 0 | 0 | 0 | 0 | 0 | 0 | 0 | 0 | 0 | 0 | 0 | 0 | 0 | 0 | 0 | 0 | 0 | 0 | 0 | 0 | 0 | 0 | 0 | 0 | 0 | 0 | 0 | 0 | 0 | 0 | 0 | 0 | 0 | 0 | 0 | 0 | 0 | 0 | 0 | 0 | 0 | 0 | 0 | 0 | 0 | 0 | 0 | 0 | 0 | 0 | 0 | 0 | 0 | 0 | 0 | 0 | 0 | 0 | 0 | 0 | 0 | 0 | 0 | 0 | 0 | 0 | 0 | 0 | 0 | 0 | 0
Tax Basis | $ | 19797.48 |  |  |  | Net Plant (e.o.y.) |  | 24392.48 | 22867.95 | 21343.42 | 19818.89 | 18294.36 | 16769.83 | 15245.3 | 13720.77 | 12196.24 | 10671.71 | 9147.18 | 7622.65 | 6098.12 | 4573.59 | 3049.06 | 1524.53 | 3.638e-12 | 0 | 0 | 0 | 0 | 0 | 0 | 0 | 0 | 0 | 0 | 0 | 0 | 0 | 0 | 0 | 0 | 0 | 0 | 0 | 0 | 0 | 0 | 0 | 0 | 0 | 0 | 0 | 0 | 0 | 0 | 0 | 0 | 0 | 0 | 0 | 0 | 0 | 0 | 0 | 0 | 0 | 0 | 0 | 0 | 0 | 0 | 0 | 0 | 0 | 0 | 0 | 0 | 0 | 0 | 0 | 0 | 0 | 0 | 0 | 0 | 0 | 0 | 0 | 0 | 0 | 0 | 0 | 0 | 0 | 0 | 0 | 0 | 0 | 0 | 0 | 0 | 0 | 0 | 0 | 0 | 0 | 0 | 0 | 0
ITC Value | $ | 9190
50% of ITC | $ | 4595 |  |  |  | MACRS depreciation |  |  | 3959.496 | 6335.1936 | 3801.1162 | 2280.6697 | 2280.6697 | 1140.3348 | 0 | 0 | 0 | 0 | 0 | 0 | 0 | 0 | 0 | 0 | 0 | 0 | 0 | 0 | 0 | 0 | 0 | 0 | 0 | 0 | 0 | 0 | 0 | 0 | 0 | 0 | 0 | 0 | 0 | 0 | 0 | 0 | 0 | 0 | 0 | 0 | 0 | 0 | 0 | 0 | 0 | 0 | 0 | 0 | 0 | 0 | 0 | 0 | 0 | 0 | 0 | 0 | 0 | 0 | 0 | 0 | 0 | 0 | 0 | 0 | 0 | 0 | 0 | 0 | 0 | 0 | 0 | 0 | 0 | 0 | 0 | 0 | 0 | 0 | 0 | 0 | 0 | 0 | 0 | 0 | 0 | 0 | 0 | 0 | 0 | 0 | 0 | 0 | 0 | 0 | 0 | 0 | 0 | 0
[6 empty] | ADIT (b.o.y.) |  |  | 0 | -754.4448 | -2167.3143 | -2877.8641 | -3167.0223 | -3456.1804 | -3429.2947 | -3086.3653 | -2743.4358 | -2400.5063 | -2057.5768 | -1714.6474 | -1371.7179 | -1028.7884 | -685.8589 | -342.9295 | -7.9581e-13 | -7.9581e-13 | -7.9581e-13 | -7.9581e-13 | -7.9581e-13 | -7.9581e-13 | -7.9581e-13 | -7.9581e-13 | -7.9581e-13 | -7.9581e-13 | -7.9581e-13 | -7.9581e-13 | -7.9581e-13 | -7.9581e-13 | -7.9581e-13 | -7.9581e-13 | -7.9581e-13 | -7.9581e-13 | -7.9581e-13 | -7.9581e-13 | -7.9581e-13 | -7.9581e-13 | -7.9581e-13 | -7.9581e-13 | -7.9581e-13 | -7.9581e-13 | -7.9581e-13 | -7.9581e-13 | -7.9581e-13 | -7.9581e-13 | -7.9581e-13 | -7.9581e-13 | -7.9581e-13 | -7.9581e-13 | -7.9581e-13 | -7.9581e-13 | -7.9581e-13 | -7.9581e-13 | -7.9581e-13 | -7.9581e-13 | -7.9581e-13 | -7.9581e-13 | -7.9581e-13 | -7.9581e-13 | -7.9581e-13 | -7.9581e-13 | -7.9581e-13 | -7.9581e-13 | -7.9581e-13 | -7.9581e-13 | -7.9581e-13 | -7.9581e-13 | -7.9581e-13 | -7.9581e-13 | -7.9581e-13 | -7.9581e-13 | -7.9581e-13 | -7.9581e-13 | -7.9581e-13 | -7.9581e-13 | -7.9581e-13 | -7.9581e-13 | -7.9581e-13 | -7.9581e-13 | -7.9581e-13 | -7.9581e-13 | -7.9581e-13 | -7.9581e-13 | -7.9581e-13 | -7.9581e-13 | -7.9581e-13 | -7.9581e-13 | -7.9581e-13 | -7.9581e-13 | -7.9581e-13 | -7.9581e-13 | -7.9581e-13 | -7.9581e-13 | -7.9581e-13 | -7.9581e-13 | -7.9581e-13 | -7.9581e-13 | -7.9581e-13 | -7.9581e-13
Tax Tab | [5 empty] | ADIT (e.o.y.) |  |  | -754.4448 | -2167.3143 | -2877.8641 | -3167.0223 | -3456.1804 | -3429.2947 | -3086.3653 | -2743.4358 | -2400.5063 | -2057.5768 | -1714.6474 | -1371.7179 | -1028.7884 | -685.8589 | -342.9295 | -7.9581e-13 | -7.9581e-13 | -7.9581e-13 | -7.9581e-13 | -7.9581e-13 | -7.9581e-13 | -7.9581e-13 | -7.9581e-13 | -7.9581e-13 | -7.9581e-13 | -7.9581e-13 | -7.9581e-13 | -7.9581e-13 | -7.9581e-13 | -7.9581e-13 | -7.9581e-13 | -7.9581e-13 | -7.9581e-13 | -7.9581e-13 | -7.9581e-13 | -7.9581e-13 | -7.9581e-13 | -7.9581e-13 | -7.9581e-13 | -7.9581e-13 | -7.9581e-13 | -7.9581e-13 | -7.9581e-13 | -7.9581e-13 | -7.9581e-13 | -7.9581e-13 | -7.9581e-13 | -7.9581e-13 | -7.9581e-13 | -7.9581e-13 | -7.9581e-13 | -7.9581e-13 | -7.9581e-13 | -7.9581e-13 | -7.9581e-13 | -7.9581e-13 | -7.9581e-13 | -7.9581e-13 | -7.9581e-13 | -7.9581e-13 | -7.9581e-13 | -7.9581e-13 | -7.9581e-13 | -7.9581e-13 | -7.9581e-13 | -7.9581e-13 | -7.9581e-13 | -7.9581e-13 | -7.9581e-13 | -7.9581e-13 | -7.9581e-13 | -7.9581e-13 | -7.9581e-13 | -7.9581e-13 | -7.9581e-13 | -7.9581e-13 | -7.9581e-13 | -7.9581e-13 | -7.9581e-13 | -7.9581e-13 | -7.9581e-13 | -7.9581e-13 | -7.9581e-13 | -7.9581e-13 | -7.9581e-13 | -7.9581e-13 | -7.9581e-13 | -7.9581e-13 | -7.9581e-13 | -7.9581e-13 | -7.9581e-13 | -7.9581e-13 | -7.9581e-13 | -7.9581e-13 | -7.9581e-13 | -7.9581e-13 | -7.9581e-13 | -7.9581e-13 | -7.9581e-13 | -7.9581e-13
Reconciliation
Book Value | 23200 |  |  |  |  | Net Rate Base |  | 0 | 23252.9926 | 20644.8054 | 18058.5658 | 16034.1818 | 14220.4937 | 12564.8274 | 11225.205 | 10043.6045 | 8862.0039 | 7680.4034 | 6498.8029 | 5317.2024 | 4135.6018 | 2954.0013 | 1772.4008 | 590.8003 | 1.0232e-12 | -7.9581e-13 | -7.9581e-13 | -7.9581e-13 | -7.9581e-13 | -7.9581e-13 | -7.9581e-13 | -7.9581e-13 | -7.9581e-13 | -7.9581e-13 | -7.9581e-13 | -7.9581e-13 | -7.9581e-13 | -7.9581e-13 | -7.9581e-13 | -7.9581e-13 | -7.9581e-13 | -7.9581e-13 | -7.9581e-13 | -7.9581e-13 | -7.9581e-13 | -7.9581e-13 | -7.9581e-13 | -7.9581e-13 | -7.9581e-13 | -7.9581e-13 | -7.9581e-13 | -7.9581e-13 | -7.9581e-13 | -7.9581e-13 | -7.9581e-13 | -7.9581e-13 | -7.9581e-13 | -7.9581e-13 | -7.9581e-13 | -7.9581e-13 | -7.9581e-13 | -7.9581e-13 | -7.9581e-13 | -7.9581e-13 | -7.9581e-13 | -7.9581e-13 | -7.9581e-13 | -7.9581e-13 | -7.9581e-13 | -7.9581e-13 | -7.9581e-13 | -7.9581e-13 | -7.9581e-13 | -7.9581e-13 | -7.9581e-13 | -7.9581e-13 | -7.9581e-13 | -7.9581e-13 | -7.9581e-13 | -7.9581e-13 | -7.9581e-13 | -7.9581e-13 | -7.9581e-13 | -7.9581e-13 | -7.9581e-13 | -7.9581e-13 | -7.9581e-13 | -7.9581e-13 | -7.9581e-13 | -7.9581e-13 | -7.9581e-13 | -7.9581e-13 | -7.9581e-13 | -7.9581e-13 | -7.9581e-13 | -7.9581e-13 | -7.9581e-13 | -7.9581e-13 | -7.9581e-13 | -7.9581e-13 | -7.9581e-13 | -7.9581e-13 | -7.9581e-13 | -7.9581e-13 | -7.9581e-13 | -7.9581e-13 | -7.9581e-13 | -7.9581e-13
ITC 40% | 9280
50% Basis Reduction | 4640 |  |  |  |  | Return % (Total Cost of capital) |  |  | 7.047% | 7.047% | 7.047% | 7.047% | 7.047% | 7.047% | 7.047% | 7.047% | 7.047% | 7.047% | 7.047% | 7.047% | 7.047% | 7.047% | 7.047% | 7.047% | 0% | 0% | 0% | 0% | 0% | 0% | 0% | 0% | 0% | 0% | 0% | 0% | 0% | 0% | 0% | 0% | 0% | 0% | 0% | 0% | 0% | 0% | 0% | 0% | 0% | 0% | 0% | 0% | 0% | 0% | 0% | 0% | 0% | 0% | 0% | 0% | 0% | 0% | 0% | 0% | 0% | 0% | 0% | 0% | 0% | 0% | 0% | 0% | 0% | 0% | 0% | 0% | 0% | 0% | 0% | 0% | 0% | 0% | 0% | 0% | 0% | 0% | 0% | 0% | 0% | 0% | 0% | 0% | 0% | 0% | 0% | 0% | 0% | 0% | 0% | 0% | 0% | 0% | 0% | 0% | 0% | 0% | 0% | 0%
Tax Basis | 18560 |  |  |  | Regulatory Income Tax Tab | Return on Utility Rate Base |  |  | 1638.621 | 1454.824 | 1272.5736 | 1129.9168 | 1002.1076 | 885.434 | 791.0318 | 707.7653 | 624.4988 | 541.2323 | 457.9658 | 374.6993 | 291.4328 | 208.1663 | 124.8998 | 41.6333 | 7.2103e-14 | -5.608e-14 | -5.608e-14 | -5.608e-14 | -5.608e-14 | -5.608e-14 | -5.608e-14 | -5.608e-14 | -5.608e-14 | -5.608e-14 | -5.608e-14 | -5.608e-14 | -5.608e-14 | -5.608e-14 | -5.608e-14 | -5.608e-14 | -5.608e-14 | -5.608e-14 | -5.608e-14 | -5.608e-14 | -5.608e-14 | -5.608e-14 | -5.608e-14 | -5.608e-14 | -5.608e-14 | -5.608e-14 | -5.608e-14 | -5.608e-14 | -5.608e-14 | -5.608e-14 | -5.608e-14 | -5.608e-14 | -5.608e-14 | -5.608e-14 | -5.608e-14 | -5.608e-14 | -5.608e-14 | -5.608e-14 | -5.608e-14 | -5.608e-14 | -5.608e-14 | -5.608e-14 | -5.608e-14 | -5.608e-14 | -5.608e-14 | -5.608e-14 | -5.608e-14 | -5.608e-14 | -5.608e-14 | -5.608e-14 | -5.608e-14 | -5.608e-14 | -5.608e-14 | -5.608e-14 | -5.608e-14 | -5.608e-14 | -5.608e-14 | -5.608e-14 | -5.608e-14 | -5.608e-14 | -5.608e-14 | -5.608e-14 | -5.608e-14 | -5.608e-14 | -5.608e-14 | -5.608e-14 | -5.608e-14 | -5.608e-14 | -5.608e-14 | -5.608e-14 | -5.608e-14 | -5.608e-14 | -5.608e-14 | -5.608e-14 | -5.608e-14 | -5.608e-14 | -5.608e-14 | -5.608e-14 | -5.608e-14 | -5.608e-14 | -5.608e-14 | -5.608e-14 | -5.608e-14 | -5.608e-14
Project Life | 20 |  |  |  |  | Add back:
[6 empty] | Federal income tax |  |  | -344 | -378 | -412 | -439 | -463 | -485 | -503 | -518 | -534 | -549 | -565 | -581 | -596 | -612 | -627 | -643 | 0 | 0 | 0 | 0 | 0 | 0 | 0 | 0 | 0 | 0 | 0 | 0 | 0 | 0 | 0 | 0 | 0 | 0 | 0 | 0 | 0 | 0 | 0 | 0 | 0 | 0 | 0 | 0 | 0 | 0 | 0 | 0 | 0 | 0 | 0 | 0 | 0 | 0 | 0 | 0 | 0 | 0 | 0 | 0 | 0 | 0 | 0 | 0 | 0 | 0 | 0 | 0 | 0 | 0 | 0 | 0 | 0 | 0 | 0 | 0 | 0 | 0 | 0 | 0 | 0 | 0 | 0 | 0 | 0 | 0 | 0 | 0 | 0 | 0 | 0 | 0 | 0 | 0 | 0 | 0 | 0 | 0 | 0 | 0
[6 empty] | State income tax |  |  | 102 | 87 | 72 | 60 | 49 | 40 | 32 | 25 | 18 | 11 | 4 | -3 | -10 | -17 | -23 | -30 | 0 | 0 | 0 | 0 | 0 | 0 | 0 | 0 | 0 | 0 | 0 | 0 | 0 | 0 | 0 | 0 | 0 | 0 | 0 | 0 | 0 | 0 | 0 | 0 | 0 | 0 | 0 | 0 | 0 | 0 | 0 | 0 | 0 | 0 | 0 | 0 | 0 | 0 | 0 | 0 | 0 | 0 | 0 | 0 | 0 | 0 | 0 | 0 | 0 | 0 | 0 | 0 | 0 | 0 | 0 | 0 | 0 | 0 | 0 | 0 | 0 | 0 | 0 | 0 | 0 | 0 | 0 | 0 | 0 | 0 | 0 | 0 | 0 | 0 | 0 | 0 | 0 | 0 | 0 | 0 | 0 | 0 | 0 | 0
[9 empty] | ------- | ------- | ------- | ------- | ------- | ------- | ------- | ------- | ------- | ------- | ------- | ------- | ------- | ------- | ------- | ------- | ------- | ------- | ------- | ------- | ------- | ------- | ------- | ------- | ------- | ------- | ------- | ------- | ------- | ------- | ------- | ------- | ------- | ------- | ------- | ------- | ------- | ------- | ------- | ------- | ------- | ------- | ------- | ------- | ------- | ------- | ------- | ------- | ------- | ------- | ------- | ------- | ------- | ------- | ------- | ------- | ------- | ------- | ------- | ------- | ------- | ------- | ------- | ------- | ------- | ------- | ------- | ------- | ------- | ------- | ------- | ------- | ------- | ------- | ------- | ------- | ------- | ------- | ------- | ------- | ------- | ------- | ------- | ------- | ------- | ------- | ------- | ------- | ------- | ------- | ------- | ------- | ------- | ------- | ------- | ------- | ------- | ------- | ------- | -------
[6 empty] | Return before taxes |  |  | 1396.621 | 1163.824 | 932.5736 | 750.9168 | 588.1076 | 440.434 | 320.0318 | 214.7653 | 108.4988 | 3.2323 | -103.0342 | -209.3007 | -314.5672 | -420.8337 | -525.1002 | -631.3667 | 7.2103e-14 | -5.608e-14 | -5.608e-14 | -5.608e-14 | -5.608e-14 | -5.608e-14 | -5.608e-14 | -5.608e-14 | -5.608e-14 | -5.608e-14 | -5.608e-14 | -5.608e-14 | -5.608e-14 | -5.608e-14 | -5.608e-14 | -5.608e-14 | -5.608e-14 | -5.608e-14 | -5.608e-14 | -5.608e-14 | -5.608e-14 | -5.608e-14 | -5.608e-14 | -5.608e-14 | -5.608e-14 | -5.608e-14 | -5.608e-14 | -5.608e-14 | -5.608e-14 | -5.608e-14 | -5.608e-14 | -5.608e-14 | -5.608e-14 | -5.608e-14 | -5.608e-14 | -5.608e-14 | -5.608e-14 | -5.608e-14 | -5.608e-14 | -5.608e-14 | -5.608e-14 | -5.608e-14 | -5.608e-14 | -5.608e-14 | -5.608e-14 | -5.608e-14 | -5.608e-14 | -5.608e-14 | -5.608e-14 | -5.608e-14 | -5.608e-14 | -5.608e-14 | -5.608e-14 | -5.608e-14 | -5.608e-14 | -5.608e-14 | -5.608e-14 | -5.608e-14 | -5.608e-14 | -5.608e-14 | -5.608e-14 | -5.608e-14 | -5.608e-14 | -5.608e-14 | -5.608e-14 | -5.608e-14 | -5.608e-14 | -5.608e-14 | -5.608e-14 | -5.608e-14 | -5.608e-14 | -5.608e-14 | -5.608e-14 | -5.608e-14 | -5.608e-14 | -5.608e-14 | -5.608e-14 | -5.608e-14 | -5.608e-14 | -5.608e-14 | -5.608e-14 | -5.608e-14 | -5.608e-14 | -5.608e-14
[6 empty] | Less interest (Wtd. Cost of Debt X Rate Base) |  |  | 483.6456 | 429.3972 | 375.6053 | 333.4995 | 295.7761 | 261.3394 | 233.4762 | 208.8998 | 184.3234 | 159.7469 | 135.1705 | 110.594 | 86.0176 | 61.4411 | 36.8647 | 12.2882 | 2.1281e-14 | -1.6552e-14 | -1.6552e-14 | -1.6552e-14 | -1.6552e-14 | -1.6552e-14 | -1.6552e-14 | -1.6552e-14 | -1.6552e-14 | -1.6552e-14 | -1.6552e-14 | -1.6552e-14 | -1.6552e-14 | -1.6552e-14 | -1.6552e-14 | -1.6552e-14 | -1.6552e-14 | -1.6552e-14 | -1.6552e-14 | -1.6552e-14 | -1.6552e-14 | -1.6552e-14 | -1.6552e-14 | -1.6552e-14 | -1.6552e-14 | -1.6552e-14 | -1.6552e-14 | -1.6552e-14 | -1.6552e-14 | -1.6552e-14 | -1.6552e-14 | -1.6552e-14 | -1.6552e-14 | -1.6552e-14 | -1.6552e-14 | -1.6552e-14 | -1.6552e-14 | -1.6552e-14 | -1.6552e-14 | -1.6552e-14 | -1.6552e-14 | -1.6552e-14 | -1.6552e-14 | -1.6552e-14 | -1.6552e-14 | -1.6552e-14 | -1.6552e-14 | -1.6552e-14 | -1.6552e-14 | -1.6552e-14 | -1.6552e-14 | -1.6552e-14 | -1.6552e-14 | -1.6552e-14 | -1.6552e-14 | -1.6552e-14 | -1.6552e-14 | -1.6552e-14 | -1.6552e-14 | -1.6552e-14 | -1.6552e-14 | -1.6552e-14 | -1.6552e-14 | -1.6552e-14 | -1.6552e-14 | -1.6552e-14 | -1.6552e-14 | -1.6552e-14 | -1.6552e-14 | -1.6552e-14 | -1.6552e-14 | -1.6552e-14 | -1.6552e-14 | -1.6552e-14 | -1.6552e-14 | -1.6552e-14 | -1.6552e-14 | -1.6552e-14 | -1.6552e-14 | -1.6552e-14 | -1.6552e-14 | -1.6552e-14 | -1.6552e-14 | -1.6552e-14
[9 empty] | ------- | ------- | ------- | ------- | ------- | ------- | ------- | ------- | ------- | ------- | ------- | ------- | ------- | ------- | ------- | ------- | ------- | ------- | ------- | ------- | ------- | ------- | ------- | ------- | ------- | ------- | ------- | ------- | ------- | ------- | ------- | ------- | ------- | ------- | ------- | ------- | ------- | ------- | ------- | ------- | ------- | ------- | ------- | ------- | ------- | ------- | ------- | ------- | ------- | ------- | ------- | ------- | ------- | ------- | ------- | ------- | ------- | ------- | ------- | ------- | ------- | ------- | ------- | ------- | ------- | ------- | ------- | ------- | ------- | ------- | ------- | ------- | ------- | ------- | ------- | ------- | ------- | ------- | ------- | ------- | ------- | ------- | ------- | ------- | ------- | ------- | ------- | ------- | ------- | ------- | ------- | ------- | ------- | ------- | ------- | ------- | ------- | ------- | ------- | -------
[6 empty] | Subtotal |  |  | 912.9754 | 734.4268 | 556.9684 | 417.4173 | 292.3314 | 179.0946 | 86.5556 | 5.8655 | -75.8246 | -156.5146 | -238.2047 | -319.8947 | -400.5848 | -482.2749 | -561.9649 | -643.655 | 5.0821e-14 | -3.9528e-14 | -3.9528e-14 | -3.9528e-14 | -3.9528e-14 | -3.9528e-14 | -3.9528e-14 | -3.9528e-14 | -3.9528e-14 | -3.9528e-14 | -3.9528e-14 | -3.9528e-14 | -3.9528e-14 | -3.9528e-14 | -3.9528e-14 | -3.9528e-14 | -3.9528e-14 | -3.9528e-14 | -3.9528e-14 | -3.9528e-14 | -3.9528e-14 | -3.9528e-14 | -3.9528e-14 | -3.9528e-14 | -3.9528e-14 | -3.9528e-14 | -3.9528e-14 | -3.9528e-14 | -3.9528e-14 | -3.9528e-14 | -3.9528e-14 | -3.9528e-14 | -3.9528e-14 | -3.9528e-14 | -3.9528e-14 | -3.9528e-14 | -3.9528e-14 | -3.9528e-14 | -3.9528e-14 | -3.9528e-14 | -3.9528e-14 | -3.9528e-14 | -3.9528e-14 | -3.9528e-14 | -3.9528e-14 | -3.9528e-14 | -3.9528e-14 | -3.9528e-14 | -3.9528e-14 | -3.9528e-14 | -3.9528e-14 | -3.9528e-14 | -3.9528e-14 | -3.9528e-14 | -3.9528e-14 | -3.9528e-14 | -3.9528e-14 | -3.9528e-14 | -3.9528e-14 | -3.9528e-14 | -3.9528e-14 | -3.9528e-14 | -3.9528e-14 | -3.9528e-14 | -3.9528e-14 | -3.9528e-14 | -3.9528e-14 | -3.9528e-14 | -3.9528e-14 | -3.9528e-14 | -3.9528e-14 | -3.9528e-14 | -3.9528e-14 | -3.9528e-14 | -3.9528e-14 | -3.9528e-14 | -3.9528e-14 | -3.9528e-14 | -3.9528e-14 | -3.9528e-14 | -3.9528e-14 | -3.9528e-14 | -3.9528e-14 | -3.9528e-14
Non-deductible AFUDC-equity
[6 empty] | Non-depreciable ITC basis reduction |  |  | 287.1875 | 287.1875 | 287.1875 | 287.1875 | 287.1875 | 287.1875 | 287.1875 | 287.1875 | 287.1875 | 287.1875 | 287.1875 | 287.1875 | 287.1875 | 287.1875 | 287.1875 | 287.1875 | 0 | 0 | 0 | 0 | 0 | 0 | 0 | 0 | 0 | 0 | 0 | 0 | 0 | 0 | 0 | 0 | 0 | 0 | 0 | 0 | 0 | 0 | 0 | 0 | 0 | 0 | 0 | 0 | 0 | 0 | 0 | 0 | 0 | 0 | 0 | 0 | 0 | 0 | 0 | 0 | 0 | 0 | 0 | 0 | 0 | 0 | 0 | 0 | 0 | 0 | 0 | 0 | 0 | 0 | 0 | 0 | 0 | 0 | 0 | 0 | 0 | 0 | 0 | 0 | 0 | 0 | 0 | 0 | 0 | 0 | 0 | 0 | 0 | 0 | 0 | 0 | 0 | 0 | 0 | 0 | 0 | 0 | 0 | 0
Non-deductible meals expense
[9 empty] | ------- | ------- | ------- | ------- | ------- | ------- | ------- | ------- | ------- | ------- | ------- | ------- | ------- | ------- | ------- | ------- | ------- | ------- | ------- | ------- | ------- | ------- | ------- | ------- | ------- | ------- | ------- | ------- | ------- | ------- | ------- | ------- | ------- | ------- | ------- | ------- | ------- | ------- | ------- | ------- | ------- | ------- | ------- | ------- | ------- | ------- | ------- | ------- | ------- | ------- | ------- | ------- | ------- | ------- | ------- | ------- | ------- | ------- | ------- | ------- | ------- | ------- | ------- | ------- | ------- | ------- | ------- | ------- | ------- | ------- | ------- | ------- | ------- | ------- | ------- | ------- | ------- | ------- | ------- | ------- | ------- | ------- | ------- | ------- | ------- | ------- | ------- | ------- | ------- | ------- | ------- | ------- | ------- | ------- | ------- | ------- | ------- | ------- | ------- | -------
[6 empty] | Total additions & deductions |  |  | 287.1875 | 287.1875 | 287.1875 | 287.1875 | 287.1875 | 287.1875 | 287.1875 | 287.1875 | 287.1875 | 287.1875 | 287.1875 | 287.1875 | 287.1875 | 287.1875 | 287.1875 | 287.1875 | 0 | 0 | 0 | 0 | 0 | 0 | 0 | 0 | 0 | 0 | 0 | 0 | 0 | 0 | 0 | 0 | 0 | 0 | 0 | 0 | 0 | 0 | 0 | 0 | 0 | 0 | 0 | 0 | 0 | 0 | 0 | 0 | 0 | 0 | 0 | 0 | 0 | 0 | 0 | 0 | 0 | 0 | 0 | 0 | 0 | 0 | 0 | 0 | 0 | 0 | 0 | 0 | 0 | 0 | 0 | 0 | 0 | 0 | 0 | 0 | 0 | 0 | 0 | 0 | 0 | 0 | 0 | 0 | 0 | 0 | 0 | 0 | 0 | 0 | 0 | 0 | 0 | 0 | 0 | 0 | 0 | 0 | 0 | 0
[9 empty] | ------- | ------- | ------- | ------- | ------- | ------- | ------- | ------- | ------- | ------- | ------- | ------- | ------- | ------- | ------- | ------- | ------- | ------- | ------- | ------- | ------- | ------- | ------- | ------- | ------- | ------- | ------- | ------- | ------- | ------- | ------- | ------- | ------- | ------- | ------- | ------- | ------- | ------- | ------- | ------- | ------- | ------- | ------- | ------- | ------- | ------- | ------- | ------- | ------- | ------- | ------- | ------- | ------- | ------- | ------- | ------- | ------- | ------- | ------- | ------- | ------- | ------- | ------- | ------- | ------- | ------- | ------- | ------- | ------- | ------- | ------- | ------- | ------- | ------- | ------- | ------- | ------- | ------- | ------- | ------- | ------- | ------- | ------- | ------- | ------- | ------- | ------- | ------- | ------- | ------- | ------- | ------- | ------- | ------- | ------- | ------- | ------- | ------- | ------- | -------
[6 empty] | Balance |  |  | 1200.1629 | 1021.6143 | 844.1559 | 704.6048 | 579.5189 | 466.2821 | 373.7431 | 293.053 | 211.3629 | 130.6729 | 48.9828 | -32.7072 | -113.3973 | -195.0874 | -274.7774 | -356.4675 | 5.0821e-14 | -3.9528e-14 | -3.9528e-14 | -3.9528e-14 | -3.9528e-14 | -3.9528e-14 | -3.9528e-14 | -3.9528e-14 | -3.9528e-14 | -3.9528e-14 | -3.9528e-14 | -3.9528e-14 | -3.9528e-14 | -3.9528e-14 | -3.9528e-14 | -3.9528e-14 | -3.9528e-14 | -3.9528e-14 | -3.9528e-14 | -3.9528e-14 | -3.9528e-14 | -3.9528e-14 | -3.9528e-14 | -3.9528e-14 | -3.9528e-14 | -3.9528e-14 | -3.9528e-14 | -3.9528e-14 | -3.9528e-14 | -3.9528e-14 | -3.9528e-14 | -3.9528e-14 | -3.9528e-14 | -3.9528e-14 | -3.9528e-14 | -3.9528e-14 | -3.9528e-14 | -3.9528e-14 | -3.9528e-14 | -3.9528e-14 | -3.9528e-14 | -3.9528e-14 | -3.9528e-14 | -3.9528e-14 | -3.9528e-14 | -3.9528e-14 | -3.9528e-14 | -3.9528e-14 | -3.9528e-14 | -3.9528e-14 | -3.9528e-14 | -3.9528e-14 | -3.9528e-14 | -3.9528e-14 | -3.9528e-14 | -3.9528e-14 | -3.9528e-14 | -3.9528e-14 | -3.9528e-14 | -3.9528e-14 | -3.9528e-14 | -3.9528e-14 | -3.9528e-14 | -3.9528e-14 | -3.9528e-14 | -3.9528e-14 | -3.9528e-14 | -3.9528e-14 | -3.9528e-14 | -3.9528e-14 | -3.9528e-14 | -3.9528e-14 | -3.9528e-14 | -3.9528e-14 | -3.9528e-14 | -3.9528e-14 | -3.9528e-14 | -3.9528e-14 | -3.9528e-14 | -3.9528e-14 | -3.9528e-14 | -3.9528e-14 | -3.9528e-14 | -3.9528e-14
[6 empty] | Less state income tax |  |  | 102 | 87 | 72 | 60 | 49 | 40 | 32 | 25 | 18 | 11 | 4 | -3 | -10 | -17 | -23 | -30 | 0 | 0 | 0 | 0 | 0 | 0 | 0 | 0 | 0 | 0 | 0 | 0 | 0 | 0 | 0 | 0 | 0 | 0 | 0 | 0 | 0 | 0 | 0 | 0 | 0 | 0 | 0 | 0 | 0 | 0 | 0 | 0 | 0 | 0 | 0 | 0 | 0 | 0 | 0 | 0 | 0 | 0 | 0 | 0 | 0 | 0 | 0 | 0 | 0 | 0 | 0 | 0 | 0 | 0 | 0 | 0 | 0 | 0 | 0 | 0 | 0 | 0 | 0 | 0 | 0 | 0 | 0 | 0 | 0 | 0 | 0 | 0 | 0 | 0 | 0 | 0 | 0 | 0 | 0 | 0 | 0 | 0 | 0 | 0
[9 empty] | ------- | ------- | ------- | ------- | ------- | ------- | ------- | ------- | ------- | ------- | ------- | ------- | ------- | ------- | ------- | ------- | ------- | ------- | ------- | ------- | ------- | ------- | ------- | ------- | ------- | ------- | ------- | ------- | ------- | ------- | ------- | ------- | ------- | ------- | ------- | ------- | ------- | ------- | ------- | ------- | ------- | ------- | ------- | ------- | ------- | ------- | ------- | ------- | ------- | ------- | ------- | ------- | ------- | ------- | ------- | ------- | ------- | ------- | ------- | ------- | ------- | ------- | ------- | ------- | ------- | ------- | ------- | ------- | ------- | ------- | ------- | ------- | ------- | ------- | ------- | ------- | ------- | ------- | ------- | ------- | ------- | ------- | ------- | ------- | ------- | ------- | ------- | ------- | ------- | ------- | ------- | ------- | ------- | ------- | ------- | ------- | ------- | ------- | ------- | -------
[6 empty] | Taxable income |  |  | 1098.1629 | 934.6143 | 772.1559 | 644.6048 | 530.5189 | 426.2821 | 341.7431 | 268.053 | 193.3629 | 119.6729 | 44.9828 | -29.7072 | -103.3973 | -178.0874 | -251.7774 | -326.4675 | 5.0821e-14 | -3.9528e-14 | -3.9528e-14 | -3.9528e-14 | -3.9528e-14 | -3.9528e-14 | -3.9528e-14 | -3.9528e-14 | -3.9528e-14 | -3.9528e-14 | -3.9528e-14 | -3.9528e-14 | -3.9528e-14 | -3.9528e-14 | -3.9528e-14 | -3.9528e-14 | -3.9528e-14 | -3.9528e-14 | -3.9528e-14 | -3.9528e-14 | -3.9528e-14 | -3.9528e-14 | -3.9528e-14 | -3.9528e-14 | -3.9528e-14 | -3.9528e-14 | -3.9528e-14 | -3.9528e-14 | -3.9528e-14 | -3.9528e-14 | -3.9528e-14 | -3.9528e-14 | -3.9528e-14 | -3.9528e-14 | -3.9528e-14 | -3.9528e-14 | -3.9528e-14 | -3.9528e-14 | -3.9528e-14 | -3.9528e-14 | -3.9528e-14 | -3.9528e-14 | -3.9528e-14 | -3.9528e-14 | -3.9528e-14 | -3.9528e-14 | -3.9528e-14 | -3.9528e-14 | -3.9528e-14 | -3.9528e-14 | -3.9528e-14 | -3.9528e-14 | -3.9528e-14 | -3.9528e-14 | -3.9528e-14 | -3.9528e-14 | -3.9528e-14 | -3.9528e-14 | -3.9528e-14 | -3.9528e-14 | -3.9528e-14 | -3.9528e-14 | -3.9528e-14 | -3.9528e-14 | -3.9528e-14 | -3.9528e-14 | -3.9528e-14 | -3.9528e-14 | -3.9528e-14 | -3.9528e-14 | -3.9528e-14 | -3.9528e-14 | -3.9528e-14 | -3.9528e-14 | -3.9528e-14 | -3.9528e-14 | -3.9528e-14 | -3.9528e-14 | -3.9528e-14 | -3.9528e-14 | -3.9528e-14 | -3.9528e-14 | -3.9528e-14 | -3.9528e-14
Federal Income Tax Calculation:
[6 empty] | Federal income tax before credit at 21% |  |  | 231 | 196 | 162 | 135 | 111 | 90 | 72 | 56 | 41 | 25 | 9 | -6 | -22 | -37 | -53 | -69 | 0 | 0 | 0 | 0 | 0 | 0 | 0 | 0 | 0 | 0 | 0 | 0 | 0 | 0 | 0 | 0 | 0 | 0 | 0 | 0 | 0 | 0 | 0 | 0 | 0 | 0 | 0 | 0 | 0 | 0 | 0 | 0 | 0 | 0 | 0 | 0 | 0 | 0 | 0 | 0 | 0 | 0 | 0 | 0 | 0 | 0 | 0 | 0 | 0 | 0 | 0 | 0 | 0 | 0 | 0 | 0 | 0 | 0 | 0 | 0 | 0 | 0 | 0 | 0 | 0 | 0 | 0 | 0 | 0 | 0 | 0 | 0 | 0 | 0 | 0 | 0 | 0 | 0 | 0 | 0 | 0 | 0 | 0 | 0
[6 empty] | Investment credit amortization |  |  | -574.375 | -574.375 | -574.375 | -574.375 | -574.375 | -574.375 | -574.375 | -574.375 | -574.375 | -574.375 | -574.375 | -574.375 | -574.375 | -574.375 | -574.375 | -574.375 | 0 | 0 | 0 | 0 | 0 | 0 | 0 | 0 | 0 | 0 | 0 | 0 | 0 | 0 | 0 | 0 | 0 | 0 | 0 | 0 | 0 | 0 | 0 | 0 | 0 | 0 | 0 | 0 | 0 | 0 | 0 | 0 | 0 | 0 | 0 | 0 | 0 | 0 | 0 | 0 | 0 | 0 | 0 | 0 | 0 | 0 | 0 | 0 | 0 | 0 | 0 | 0 | 0 | 0 | 0 | 0 | 0 | 0 | 0 | 0 | 0 | 0 | 0 | 0 | 0 | 0 | 0 | 0 | 0 | 0 | 0 | 0 | 0 | 0 | 0 | 0 | 0 | 0 | 0 | 0 | 0 | 0 | 0 | 0
[6 empty] | Production Tax Credit |  |  | 0 | 0 | 0 | 0 | 0 | 0 | 0 | 0 | 0 | 0 | 0 | 0 | 0 | 0 | 0 | 0 | 0 | 0 | 0 | 0 | 0 | 0 | 0 | 0 | 0 | 0 | 0 | 0 | 0 | 0 | 0 | 0 | 0 | 0 | 0 | 0 | 0 | 0 | 0 | 0 | 0 | 0 | 0 | 0 | 0 | 0 | 0 | 0 | 0 | 0 | 0 | 0 | 0 | 0 | 0 | 0 | 0 | 0 | 0 | 0 | 0 | 0 | 0 | 0 | 0 | 0 | 0 | 0 | 0 | 0 | 0 | 0 | 0 | 0 | 0 | 0 | 0 | 0 | 0 | 0 | 0 | 0 | 0 | 0 | 0 | 0 | 0 | 0 | 0 | 0 | 0 | 0 | 0 | 0 | 0 | 0 | 0 | 0 | 0 | 0
[6 empty] | Return of Recurring Level - Excess Deferred Tax |  |  | 0 | 0 | 0 | 0 | 0 | 0 | 0 | 0 | 0 | 0 | 0 | 0 | 0 | 0 | 0 | 0 | 0 | 0 | 0 | 0 | 0 | 0 | 0 | 0 | 0 | 0 | 0 | 0 | 0 | 0 | 0 | 0 | 0 | 0 | 0 | 0 | 0 | 0 | 0 | 0 | 0 | 0 | 0 | 0 | 0 | 0 | 0 | 0 | 0 | 0 | 0 | 0 | 0 | 0 | 0 | 0 | 0 | 0 | 0 | 0 | 0 | 0 | 0 | 0 | 0 | 0 | 0 | 0 | 0 | 0 | 0 | 0 | 0 | 0 | 0 | 0 | 0 | 0 | 0 | 0 | 0 | 0 | 0 | 0 | 0 | 0 | 0 | 0 | 0 | 0 | 0 | 0 | 0 | 0 | 0 | 0 | 0 | 0 | 0 | 0
[6 empty] | CAFC Perm |  |  | 0 | 0 | 0 | 0 | 0 | 0 | 0 | 0 | 0 | 0 | 0 | 0 | 0 | 0 | 0 | 0 | 0 | 0 | 0 | 0 | 0 | 0 | 0 | 0 | 0 | 0 | 0 | 0 | 0 | 0 | 0 | 0 | 0 | 0 | 0 | 0 | 0 | 0 | 0 | 0 | 0 | 0 | 0 | 0 | 0 | 0 | 0 | 0 | 0 | 0 | 0 | 0 | 0 | 0 | 0 | 0 | 0 | 0 | 0 | 0 | 0 | 0 | 0 | 0 | 0 | 0 | 0 | 0 | 0 | 0 | 0 | 0 | 0 | 0 | 0 | 0 | 0 | 0 | 0 | 0 | 0 | 0 | 0 | 0 | 0 | 0 | 0 | 0 | 0 | 0 | 0 | 0 | 0 | 0 | 0 | 0 | 0 | 0 | 0 | 0
[6 empty] | FAS 109 ITC Basis Adjustment |  |  | 0 | 0 | 0 | 0 | 0 | 0 | 0 | 0 | 0 | 0 | 0 | 0 | 0 | 0 | 0 | 0 | 0 | 0 | 0 | 0 | 0 | 0 | 0 | 0 | 0 | 0 | 0 | 0 | 0 | 0 | 0 | 0 | 0 | 0 | 0 | 0 | 0 | 0 | 0 | 0 | 0 | 0 | 0 | 0 | 0 | 0 | 0 | 0 | 0 | 0 | 0 | 0 | 0 | 0 | 0 | 0 | 0 | 0 | 0 | 0 | 0 | 0 | 0 | 0 | 0 | 0 | 0 | 0 | 0 | 0 | 0 | 0 | 0 | 0 | 0 | 0 | 0 | 0 | 0 | 0 | 0 | 0 | 0 | 0 | 0 | 0 | 0 | 0 | 0 | 0 | 0 | 0 | 0 | 0 | 0 | 0 | 0 | 0 | 0 | 0
[6 empty] | AFUDC Deferred Tax Adjustment |  |  | 0 | 0 | 0 | 0 | 0 | 0 | 0 | 0 | 0 | 0 | 0 | 0 | 0 | 0 | 0 | 0 | 0 | 0 | 0 | 0 | 0 | 0 | 0 | 0 | 0 | 0 | 0 | 0 | 0 | 0 | 0 | 0 | 0 | 0 | 0 | 0 | 0 | 0 | 0 | 0 | 0 | 0 | 0 | 0 | 0 | 0 | 0 | 0 | 0 | 0 | 0 | 0 | 0 | 0 | 0 | 0 | 0 | 0 | 0 | 0 | 0 | 0 | 0 | 0 | 0 | 0 | 0 | 0 | 0 | 0 | 0 | 0 | 0 | 0 | 0 | 0 | 0 | 0 | 0 | 0 | 0 | 0 | 0 | 0 | 0 | 0 | 0 | 0 | 0 | 0 | 0 | 0 | 0 | 0 | 0 | 0 | 0 | 0 | 0 | 0
[9 empty] | ------ | ------ | ------ | ------ | ------ | ------ | ------ | ------ | ------ | ------ | ------ | ------ | ------ | ------ | ------ | ------ | ------ | ------ | ------ | ------ | ------ | ------ | ------ | ------ | ------ | ------ | ------ | ------ | ------ | ------ | ------ | ------ | ------ | ------ | ------ | ------ | ------ | ------ | ------ | ------ | ------ | ------ | ------ | ------ | ------ | ------ | ------ | ------ | ------ | ------ | ------ | ------ | ------ | ------ | ------ | ------ | ------ | ------ | ------ | ------ | ------ | ------ | ------ | ------ | ------ | ------ | ------ | ------ | ------ | ------ | ------ | ------ | ------ | ------ | ------ | ------ | ------ | ------ | ------ | ------ | ------ | ------ | ------ | ------ | ------ | ------ | ------ | ------ | ------ | ------ | ------ | ------ | ------ | ------ | ------ | ------ | ------ | ------ | ------ | ------
[6 empty] | Federal income tax |  |  | -343.375 | -378.375 | -412.375 | -439.375 | -463.375 | -484.375 | -502.375 | -518.375 | -533.375 | -549.375 | -565.375 | -580.375 | -596.375 | -611.375 | -627.375 | -643.375 | 0 | 0 | 0 | 0 | 0 | 0 | 0 | 0 | 0 | 0 | 0 | 0 | 0 | 0 | 0 | 0 | 0 | 0 | 0 | 0 | 0 | 0 | 0 | 0 | 0 | 0 | 0 | 0 | 0 | 0 | 0 | 0 | 0 | 0 | 0 | 0 | 0 | 0 | 0 | 0 | 0 | 0 | 0 | 0 | 0 | 0 | 0 | 0 | 0 | 0 | 0 | 0 | 0 | 0 | 0 | 0 | 0 | 0 | 0 | 0 | 0 | 0 | 0 | 0 | 0 | 0 | 0 | 0 | 0 | 0 | 0 | 0 | 0 | 0 | 0 | 0 | 0 | 0 | 0 | 0 | 0 | 0 | 0 | 0
[9 empty] | ------ | ------ | ------ | ------ | ------ | ------ | ------ | ------ | ------ | ------ | ------ | ------ | ------ | ------ | ------ | ------ | ------ | ------ | ------ | ------ | ------ | ------ | ------ | ------ | ------ | ------ | ------ | ------ | ------ | ------ | ------ | ------ | ------ | ------ | ------ | ------ | ------ | ------ | ------ | ------ | ------ | ------ | ------ | ------ | ------ | ------ | ------ | ------ | ------ | ------ | ------ | ------ | ------ | ------ | ------ | ------ | ------ | ------ | ------ | ------ | ------ | ------ | ------ | ------ | ------ | ------ | ------ | ------ | ------ | ------ | ------ | ------ | ------ | ------ | ------ | ------ | ------ | ------ | ------ | ------ | ------ | ------ | ------ | ------ | ------ | ------ | ------ | ------ | ------ | ------ | ------ | ------ | ------ | ------ | ------ | ------ | ------ | ------ | ------ | ------
[6 empty] | Total Federal Income Taxes |  |  | -343.375 | -378.375 | -412.375 | -439.375 | -463.375 | -484.375 | -502.375 | -518.375 | -533.375 | -549.375 | -565.375 | -580.375 | -596.375 | -611.375 | -627.375 | -643.375 | 0 | 0 | 0 | 0 | 0 | 0 | 0 | 0 | 0 | 0 | 0 | 0 | 0 | 0 | 0 | 0 | 0 | 0 | 0 | 0 | 0 | 0 | 0 | 0 | 0 | 0 | 0 | 0 | 0 | 0 | 0 | 0 | 0 | 0 | 0 | 0 | 0 | 0 | 0 | 0 | 0 | 0 | 0 | 0 | 0 | 0 | 0 | 0 | 0 | 0 | 0 | 0 | 0 | 0 | 0 | 0 | 0 | 0 | 0 | 0 | 0 | 0 | 0 | 0 | 0 | 0 | 0 | 0 | 0 | 0 | 0 | 0 | 0 | 0 | 0 | 0 | 0 | 0 | 0 | 0 | 0 | 0 | 0 | 0
State Income Tax Calculation:
[6 empty] | Taxable income at 8.5% |  |  | 102 | 87 | 72 | 60 | 49 | 40 | 32 | 25 | 18 | 11 | 4 | -3 | -10 | -17 | -23 | -30 | 0 | 0 | 0 | 0 | 0 | 0 | 0 | 0 | 0 | 0 | 0 | 0 | 0 | 0 | 0 | 0 | 0 | 0 | 0 | 0 | 0 | 0 | 0 | 0 | 0 | 0 | 0 | 0 | 0 | 0 | 0 | 0 | 0 | 0 | 0 | 0 | 0 | 0 | 0 | 0 | 0 | 0 | 0 | 0 | 0 | 0 | 0 | 0 | 0 | 0 | 0 | 0 | 0 | 0 | 0 | 0 | 0 | 0 | 0 | 0 | 0 | 0 | 0 | 0 | 0 | 0 | 0 | 0 | 0 | 0 | 0 | 0 | 0 | 0 | 0 | 0 | 0 | 0 | 0 | 0 | 0 | 0 | 0 | 0
[6 empty] | Vermont income tax rate change adjustment |  |  | 0 | 0 | 0 | 0 | 0 | 0 | 0 | 0 | 0 | 0 | 0 | 0 | 0 | 0 | 0 | 0 | 0 | 0 | 0 | 0 | 0 | 0 | 0 | 0 | 0 | 0 | 0 | 0 | 0 | 0 | 0 | 0 | 0 | 0 | 0 | 0 | 0 | 0 | 0 | 0 | 0 | 0 | 0 | 0 | 0 | 0 | 0 | 0 | 0 | 0 | 0 | 0 | 0 | 0 | 0 | 0 | 0 | 0 | 0 | 0 | 0 | 0 | 0 | 0 | 0 | 0 | 0 | 0 | 0 | 0 | 0 | 0 | 0 | 0 | 0 | 0 | 0 | 0 | 0 | 0 | 0 | 0 | 0 | 0 | 0 | 0 | 0 | 0 | 0 | 0 | 0 | 0 | 0 | 0 | 0 | 0 | 0 | 0 | 0 | 0
[6 empty] | Vermont Solar ITC |  |  | 0 | 0 | 0 | 0 | 0 | 0 | 0 | 0 | 0 | 0 | 0 | 0 | 0 | 0 | 0 | 0 | 0 | 0 | 0 | 0 | 0 | 0 | 0 | 0 | 0 | 0 | 0 | 0 | 0 | 0 | 0 | 0 | 0 | 0 | 0 | 0 | 0 | 0 | 0 | 0 | 0 | 0 | 0 | 0 | 0 | 0 | 0 | 0 | 0 | 0 | 0 | 0 | 0 | 0 | 0 | 0 | 0 | 0 | 0 | 0 | 0 | 0 | 0 | 0 | 0 | 0 | 0 | 0 | 0 | 0 | 0 | 0 | 0 | 0 | 0 | 0 | 0 | 0 | 0 | 0 | 0 | 0 | 0 | 0 | 0 | 0 | 0 | 0 | 0 | 0 | 0 | 0 | 0 | 0 | 0 | 0 | 0 | 0 | 0 | 0
[6 empty] | ITC Basis Adj |  |  | 0 | 0 | 0 | 0 | 0 | 0 | 0 | 0 | 0 | 0 | 0 | 0 | 0 | 0 | 0 | 0 | 0 | 0 | 0 | 0 | 0 | 0 | 0 | 0 | 0 | 0 | 0 | 0 | 0 | 0 | 0 | 0 | 0 | 0 | 0 | 0 | 0 | 0 | 0 | 0 | 0 | 0 | 0 | 0 | 0 | 0 | 0 | 0 | 0 | 0 | 0 | 0 | 0 | 0 | 0 | 0 | 0 | 0 | 0 | 0 | 0 | 0 | 0 | 0 | 0 | 0 | 0 | 0 | 0 | 0 | 0 | 0 | 0 | 0 | 0 | 0 | 0 | 0 | 0 | 0 | 0 | 0 | 0 | 0 | 0 | 0 | 0 | 0 | 0 | 0 | 0 | 0 | 0 | 0 | 0 | 0 | 0 | 0 | 0 | 0
[6 empty] | AFUDC Deferred Tax Adj |  |  | 0 | 0 | 0 | 0 | 0 | 0 | 0 | 0 | 0 | 0 | 0 | 0 | 0 | 0 | 0 | 0 | 0 | 0 | 0 | 0 | 0 | 0 | 0 | 0 | 0 | 0 | 0 | 0 | 0 | 0 | 0 | 0 | 0 | 0 | 0 | 0 | 0 | 0 | 0 | 0 | 0 | 0 | 0 | 0 | 0 | 0 | 0 | 0 | 0 | 0 | 0 | 0 | 0 | 0 | 0 | 0 | 0 | 0 | 0 | 0 | 0 | 0 | 0 | 0 | 0 | 0 | 0 | 0 | 0 | 0 | 0 | 0 | 0 | 0 | 0 | 0 | 0 | 0 | 0 | 0 | 0 | 0 | 0 | 0 | 0 | 0 | 0 | 0 | 0 | 0 | 0 | 0 | 0 | 0 | 0 | 0 | 0 | 0 | 0 | 0
[9 empty] | ------ | ------ | ------ | ------ | ------ | ------ | ------ | ------ | ------ | ------ | ------ | ------ | ------ | ------ | ------ | ------ | ------ | ------ | ------ | ------ | ------ | ------ | ------ | ------ | ------ | ------ | ------ | ------ | ------ | ------ | ------ | ------ | ------ | ------ | ------ | ------ | ------ | ------ | ------ | ------ | ------ | ------ | ------ | ------ | ------ | ------ | ------ | ------ | ------ | ------ | ------ | ------ | ------ | ------ | ------ | ------ | ------ | ------ | ------ | ------ | ------ | ------ | ------ | ------ | ------ | ------ | ------ | ------ | ------ | ------ | ------ | ------ | ------ | ------ | ------ | ------ | ------ | ------ | ------ | ------ | ------ | ------ | ------ | ------ | ------ | ------ | ------ | ------ | ------ | ------ | ------ | ------ | ------ | ------ | ------ | ------ | ------ | ------ | ------ | ------
[6 empty] | Total State Income Taxes |  |  | 102 | 87 | 72 | 60 | 49 | 40 | 32 | 25 | 18 | 11 | 4 | -3 | -10 | -17 | -23 | -30 | 0 | 0 | 0 | 0 | 0 | 0 | 0 | 0 | 0 | 0 | 0 | 0 | 0 | 0 | 0 | 0 | 0 | 0 | 0 | 0 | 0 | 0 | 0 | 0 | 0 | 0 | 0 | 0 | 0 | 0 | 0 | 0 | 0 | 0 | 0 | 0 | 0 | 0 | 0 | 0 | 0 | 0 | 0 | 0 | 0 | 0 | 0 | 0 | 0 | 0 | 0 | 0 | 0 | 0 | 0 | 0 | 0 | 0 | 0 | 0 | 0 | 0 | 0 | 0 | 0 | 0 | 0 | 0 | 0 | 0 | 0 | 0 | 0 | 0 | 0 | 0 | 0 | 0 | 0 | 0 | 0 | 0 | 0 | 0
[9 empty] | ------- | ------- | ------- | ------- | ------- | ------- | ------- | ------- | ------- | ------- | ------- | ------- | ------- | ------- | ------- | ------- | ------- | ------- | ------- | ------- | ------- | ------- | ------- | ------- | ------- | ------- | ------- | ------- | ------- | ------- | ------- | ------- | ------- | ------- | ------- | ------- | ------- | ------- | ------- | ------- | ------- | ------- | ------- | ------- | ------- | ------- | ------- | ------- | ------- | ------- | ------- | ------- | ------- | ------- | ------- | ------- | ------- | ------- | ------- | ------- | ------- | ------- | ------- | ------- | ------- | ------- | ------- | ------- | ------- | ------- | ------- | ------- | ------- | ------- | ------- | ------- | ------- | ------- | ------- | ------- | ------- | ------- | ------- | ------- | ------- | ------- | ------- | ------- | ------- | ------- | ------- | ------- | ------- | ------- | ------- | ------- | ------- | ------- | ------- | -------
[6 empty] | TOTAL STATE AND FEDERAL INCOME TAX |  |  | -241.375 | -291.375 | -340.375 | -379.375 | -414.375 | -444.375 | -470.375 | -493.375 | -515.375 | -538.375 | -561.375 | -583.375 | -606.375 | -628.375 | -650.375 | -673.375 | 0 | 0 | 0 | 0 | 0 | 0 | 0 | 0 | 0 | 0 | 0 | 0 | 0 | 0 | 0 | 0 | 0 | 0 | 0 | 0 | 0 | 0 | 0 | 0 | 0 | 0 | 0 | 0 | 0 | 0 | 0 | 0 | 0 | 0 | 0 | 0 | 0 | 0 | 0 | 0 | 0 | 0 | 0 | 0 | 0 | 0 | 0 | 0 | 0 | 0 | 0 | 0 | 0 | 0 | 0 | 0 | 0 | 0 | 0 | 0 | 0 | 0 | 0 | 0 | 0 | 0 | 0 | 0 | 0 | 0 | 0 | 0 | 0 | 0 | 0 | 0 | 0 | 0 | 0 | 0 | 0 | 0 | 0 | 0
TAX CHECK:
[6 empty] | Pre tax income / (loss) |  |  | 912.9754 | 734.4268 | 556.9684 | 417.4173 | 292.3314 | 179.0946 | 86.5556 | 5.8655 | -75.8246 | -156.5146 | -238.2047 | -319.8947 | -400.5848 | -482.2749 | -561.9649 | -643.655 | 5.0821e-14 | -3.9528e-14 | -3.9528e-14 | -3.9528e-14 | -3.9528e-14 | -3.9528e-14 | -3.9528e-14 | -3.9528e-14 | -3.9528e-14 | -3.9528e-14 | -3.9528e-14 | -3.9528e-14 | -3.9528e-14 | -3.9528e-14 | -3.9528e-14 | -3.9528e-14 | -3.9528e-14 | -3.9528e-14 | -3.9528e-14 | -3.9528e-14 | -3.9528e-14 | -3.9528e-14 | -3.9528e-14 | -3.9528e-14 | -3.9528e-14 | -3.9528e-14 | -3.9528e-14 | -3.9528e-14 | -3.9528e-14 | -3.9528e-14 | -3.9528e-14 | -3.9528e-14 | -3.9528e-14 | -3.9528e-14 | -3.9528e-14 | -3.9528e-14 | -3.9528e-14 | -3.9528e-14 | -3.9528e-14 | -3.9528e-14 | -3.9528e-14 | -3.9528e-14 | -3.9528e-14 | -3.9528e-14 | -3.9528e-14 | -3.9528e-14 | -3.9528e-14 | -3.9528e-14 | -3.9528e-14 | -3.9528e-14 | -3.9528e-14 | -3.9528e-14 | -3.9528e-14 | -3.9528e-14 | -3.9528e-14 | -3.9528e-14 | -3.9528e-14 | -3.9528e-14 | -3.9528e-14 | -3.9528e-14 | -3.9528e-14 | -3.9528e-14 | -3.9528e-14 | -3.9528e-14 | -3.9528e-14 | -3.9528e-14 | -3.9528e-14 | -3.9528e-14 | -3.9528e-14 | -3.9528e-14 | -3.9528e-14 | -3.9528e-14 | -3.9528e-14 | -3.9528e-14 | -3.9528e-14 | -3.9528e-14 | -3.9528e-14 | -3.9528e-14 | -3.9528e-14 | -3.9528e-14 | -3.9528e-14 | -3.9528e-14 | -3.9528e-14 | -3.9528e-14
[6 empty] | Permanent Difference |  |  | 287.1875 | 287.1875 | 287.1875 | 287.1875 | 287.1875 | 287.1875 | 287.1875 | 287.1875 | 287.1875 | 287.1875 | 287.1875 | 287.1875 | 287.1875 | 287.1875 | 287.1875 | 287.1875 | 0 | 0 | 0 | 0 | 0 | 0 | 0 | 0 | 0 | 0 | 0 | 0 | 0 | 0 | 0 | 0 | 0 | 0 | 0 | 0 | 0 | 0 | 0 | 0 | 0 | 0 | 0 | 0 | 0 | 0 | 0 | 0 | 0 | 0 | 0 | 0 | 0 | 0 | 0 | 0 | 0 | 0 | 0 | 0 | 0 | 0 | 0 | 0 | 0 | 0 | 0 | 0 | 0 | 0 | 0 | 0 | 0 | 0 | 0 | 0 | 0 | 0 | 0 | 0 | 0 | 0 | 0 | 0 | 0 | 0 | 0 | 0 | 0 | 0 | 0 | 0 | 0 | 0 | 0 | 0 | 0 | 0 | 0 | 0
[6 empty] | Adjusted taxable income |  |  | 1200.1629 | 1021.6143 | 844.1559 | 704.6048 | 579.5189 | 466.2821 | 373.7431 | 293.053 | 211.3629 | 130.6729 | 48.9828 | -32.7072 | -113.3973 | -195.0874 | -274.7774 | -356.4675 | 5.0821e-14 | -3.9528e-14 | -3.9528e-14 | -3.9528e-14 | -3.9528e-14 | -3.9528e-14 | -3.9528e-14 | -3.9528e-14 | -3.9528e-14 | -3.9528e-14 | -3.9528e-14 | -3.9528e-14 | -3.9528e-14 | -3.9528e-14 | -3.9528e-14 | -3.9528e-14 | -3.9528e-14 | -3.9528e-14 | -3.9528e-14 | -3.9528e-14 | -3.9528e-14 | -3.9528e-14 | -3.9528e-14 | -3.9528e-14 | -3.9528e-14 | -3.9528e-14 | -3.9528e-14 | -3.9528e-14 | -3.9528e-14 | -3.9528e-14 | -3.9528e-14 | -3.9528e-14 | -3.9528e-14 | -3.9528e-14 | -3.9528e-14 | -3.9528e-14 | -3.9528e-14 | -3.9528e-14 | -3.9528e-14 | -3.9528e-14 | -3.9528e-14 | -3.9528e-14 | -3.9528e-14 | -3.9528e-14 | -3.9528e-14 | -3.9528e-14 | -3.9528e-14 | -3.9528e-14 | -3.9528e-14 | -3.9528e-14 | -3.9528e-14 | -3.9528e-14 | -3.9528e-14 | -3.9528e-14 | -3.9528e-14 | -3.9528e-14 | -3.9528e-14 | -3.9528e-14 | -3.9528e-14 | -3.9528e-14 | -3.9528e-14 | -3.9528e-14 | -3.9528e-14 | -3.9528e-14 | -3.9528e-14 | -3.9528e-14 | -3.9528e-14 | -3.9528e-14 | -3.9528e-14 | -3.9528e-14 | -3.9528e-14 | -3.9528e-14 | -3.9528e-14 | -3.9528e-14 | -3.9528e-14 | -3.9528e-14 | -3.9528e-14 | -3.9528e-14 | -3.9528e-14 | -3.9528e-14 | -3.9528e-14 | -3.9528e-14 | -3.9528e-14 | -3.9528e-14
[6 empty] | Statutory rate |  |  | 27.71% | 27.71% | 27.71% | 27.71% | 27.71% | 27.71% | 27.71% | 27.71% | 27.71% | 27.71% | 27.71% | 27.71% | 27.71% | 27.71% | 27.71% | 27.71% | 27.71% | 27.71% | 27.71% | 27.71% | 27.71% | 27.71% | 27.71% | 27.71% | 27.71% | 27.71% | 27.71% | 27.71% | 27.71% | 27.71% | 27.71% | 27.71% | 27.71% | 27.71% | 27.71% | 27.71% | 27.71% | 27.71% | 27.71% | 27.71% | 27.71% | 27.71% | 27.71% | 27.71% | 27.71% | 27.71% | 27.71% | 27.71% | 27.71% | 27.71% | 27.71% | 27.71% | 27.71% | 27.71% | 27.71% | 27.71% | 27.71% | 27.71% | 27.71% | 27.71% | 27.71% | 27.71% | 27.71% | 27.71% | 27.71% | 27.71% | 27.71% | 27.71% | 27.71% | 27.71% | 27.71% | 27.71% | 27.71% | 27.71% | 27.71% | 27.71% | 27.71% | 27.71% | 27.71% | 27.71% | 27.71% | 27.71% | 27.71% | 27.71% | 27.71% | 27.71% | 27.71% | 27.71% | 27.71% | 27.71% | 27.71% | 27.71% | 27.71% | 27.71% | 27.71% | 27.71% | 27.71% | 27.71% | 27.71% | 27.71%
[6 empty] | Income tax |  |  | 333 | 283 | 234 | 195 | 161 | 129 | 104 | 81 | 59 | 36 | 14 | -9 | -31 | -54 | -76 | -99 | 0 | 0 | 0 | 0 | 0 | 0 | 0 | 0 | 0 | 0 | 0 | 0 | 0 | 0 | 0 | 0 | 0 | 0 | 0 | 0 | 0 | 0 | 0 | 0 | 0 | 0 | 0 | 0 | 0 | 0 | 0 | 0 | 0 | 0 | 0 | 0 | 0 | 0 | 0 | 0 | 0 | 0 | 0 | 0 | 0 | 0 | 0 | 0 | 0 | 0 | 0 | 0 | 0 | 0 | 0 | 0 | 0 | 0 | 0 | 0 | 0 | 0 | 0 | 0 | 0 | 0 | 0 | 0 | 0 | 0 | 0 | 0 | 0 | 0 | 0 | 0 | 0 | 0 | 0 | 0 | 0 | 0 | 0 | 0
[6 empty] | ITC Amortization |  |  | -574.375 | -574.375 | -574.375 | -574.375 | -574.375 | -574.375 | -574.375 | -574.375 | -574.375 | -574.375 | -574.375 | -574.375 | -574.375 | -574.375 | -574.375 | -574.375 | 0 | 0 | 0 | 0 | 0 | 0 | 0 | 0 | 0 | 0 | 0 | 0 | 0 | 0 | 0 | 0 | 0 | 0 | 0 | 0 | 0 | 0 | 0 | 0 | 0 | 0 | 0 | 0 | 0 | 0 | 0 | 0 | 0 | 0 | 0 | 0 | 0 | 0 | 0 | 0 | 0 | 0 | 0 | 0 | 0 | 0 | 0 | 0 | 0 | 0 | 0 | 0 | 0 | 0 | 0 | 0 | 0 | 0 | 0 | 0 | 0 | 0 | 0 | 0 | 0 | 0 | 0 | 0 | 0 | 0 | 0 | 0 | 0 | 0 | 0 | 0 | 0 | 0 | 0 | 0 | 0 | 0 | 0 | 0
[6 empty] | Net Income Tax Expense/(Benefit) |  |  | -241.375 | -291.375 | -340.375 | -379.375 | -413.375 | -445.375 | -470.375 | -493.375 | -515.375 | -538.375 | -560.375 | -583.375 | -605.375 | -628.375 | -650.375 | -673.375 | 0 | 0 | 0 | 0 | 0 | 0 | 0 | 0 | 0 | 0 | 0 | 0 | 0 | 0 | 0 | 0 | 0 | 0 | 0 | 0 | 0 | 0 | 0 | 0 | 0 | 0 | 0 | 0 | 0 | 0 | 0 | 0 | 0 | 0 | 0 | 0 | 0 | 0 | 0 | 0 | 0 | 0 | 0 | 0 | 0 | 0 | 0 | 0 | 0 | 0 | 0 | 0 | 0 | 0 | 0 | 0 | 0 | 0 | 0 | 0 | 0 | 0 | 0 | 0 | 0 | 0 | 0 | 0 | 0 | 0 | 0 | 0 | 0 | 0 | 0 | 0 | 0 | 0 | 0 | 0 | 0 | 0 | 0 | 0
[6 empty] | Net Income / (Loss) |  |  | 1154.3504 | 1025.8018 | 897.3434 | 796.7923 | 705.7064 | 624.4696 | 556.9306 | 499.2405 | 439.5504 | 381.8604 | 322.1703 | 263.4803 | 204.7902 | 146.1001 | 88.4101 | 29.72 | 5.0821e-14 | -3.9528e-14 | -3.9528e-14 | -3.9528e-14 | -3.9528e-14 | -3.9528e-14 | -3.9528e-14 | -3.9528e-14 | -3.9528e-14 | -3.9528e-14 | -3.9528e-14 | -3.9528e-14 | -3.9528e-14 | -3.9528e-14 | -3.9528e-14 | -3.9528e-14 | -3.9528e-14 | -3.9528e-14 | -3.9528e-14 | -3.9528e-14 | -3.9528e-14 | -3.9528e-14 | -3.9528e-14 | -3.9528e-14 | -3.9528e-14 | -3.9528e-14 | -3.9528e-14 | -3.9528e-14 | -3.9528e-14 | -3.9528e-14 | -3.9528e-14 | -3.9528e-14 | -3.9528e-14 | -3.9528e-14 | -3.9528e-14 | -3.9528e-14 | -3.9528e-14 | -3.9528e-14 | -3.9528e-14 | -3.9528e-14 | -3.9528e-14 | -3.9528e-14 | -3.9528e-14 | -3.9528e-14 | -3.9528e-14 | -3.9528e-14 | -3.9528e-14 | -3.9528e-14 | -3.9528e-14 | -3.9528e-14 | -3.9528e-14 | -3.9528e-14 | -3.9528e-14 | -3.9528e-14 | -3.9528e-14 | -3.9528e-14 | -3.9528e-14 | -3.9528e-14 | -3.9528e-14 | -3.9528e-14 | -3.9528e-14 | -3.9528e-14 | -3.9528e-14 | -3.9528e-14 | -3.9528e-14 | -3.9528e-14 | -3.9528e-14 | -3.9528e-14 | -3.9528e-14 | -3.9528e-14 | -3.9528e-14 | -3.9528e-14 | -3.9528e-14 | -3.9528e-14 | -3.9528e-14 | -3.9528e-14 | -3.9528e-14 | -3.9528e-14 | -3.9528e-14 | -3.9528e-14 | -3.9528e-14 | -3.9528e-14 | -3.9528e-14 | -3.9528e-14
[6 empty] | Variance |  |  | -0.64963 | 0.8018 | 0.34336 | 0.79228 | 0.70645 | -0.53044 | -1.0694 | 0.2405 | -0.44956 | 0.86038 | 0.17032 | -0.51973 | 0.79021 | -0.89985 | 0.41009 | 0.72003 | 5.0821e-14 | -3.9528e-14 | -3.9528e-14 | -3.9528e-14 | -3.9528e-14 | -3.9528e-14 | -3.9528e-14 | -3.9528e-14 | -3.9528e-14 | -3.9528e-14 | -3.9528e-14 | -3.9528e-14 | -3.9528e-14 | -3.9528e-14 | -3.9528e-14 | -3.9528e-14 | -3.9528e-14 | -3.9528e-14 | -3.9528e-14 | -3.9528e-14 | -3.9528e-14 | -3.9528e-14 | -3.9528e-14 | -3.9528e-14 | -3.9528e-14 | -3.9528e-14 | -3.9528e-14 | -3.9528e-14 | -3.9528e-14 | -3.9528e-14 | -3.9528e-14 | -3.9528e-14 | -3.9528e-14 | -3.9528e-14 | -3.9528e-14 | -3.9528e-14 | -3.9528e-14 | -3.9528e-14 | -3.9528e-14 | -3.9528e-14 | -3.9528e-14 | -3.9528e-14 | -3.9528e-14 | -3.9528e-14 | -3.9528e-14 | -3.9528e-14 | -3.9528e-14 | -3.9528e-14 | -3.9528e-14 | -3.9528e-14 | -3.9528e-14 | -3.9528e-14 | -3.9528e-14 | -3.9528e-14 | -3.9528e-14 | -3.9528e-14 | -3.9528e-14 | -3.9528e-14 | -3.9528e-14 | -3.9528e-14 | -3.9528e-14 | -3.9528e-14 | -3.9528e-14 | -3.9528e-14 | -3.9528e-14 | -3.9528e-14 | -3.9528e-14 | -3.9528e-14 | -3.9528e-14 | -3.9528e-14 | -3.9528e-14 | -3.9528e-14 | -3.9528e-14 | -3.9528e-14 | -3.9528e-14 | -3.9528e-14 | -3.9528e-14 | -3.9528e-14 | -3.9528e-14 | -3.9528e-14 | -3.9528e-14 | -3.9528e-14 | -3.9528e-14 | -3.9528e-14
[6 empty] | Retail Revenue |  |  | 1397.246 | 1163.449 | 932.1986 | 750.5418 | 587.7326 | 441.059 | 320.6568 | 214.3903 | 109.1238 | 2.8573 | -103.4092 | -208.6757 | -314.9422 | -420.2087 | -525.4752 | -631.7417 | 7.2103e-14 | -5.608e-14 | -5.608e-14 | -5.608e-14 | -5.608e-14 | -5.608e-14 | -5.608e-14 | -5.608e-14 | -5.608e-14 | -5.608e-14 | -5.608e-14 | -5.608e-14 | -5.608e-14 | -5.608e-14 | -5.608e-14 | -5.608e-14 | -5.608e-14 | -5.608e-14 | -5.608e-14 | -5.608e-14 | -5.608e-14 | -5.608e-14 | -5.608e-14 | -5.608e-14 | -5.608e-14 | -5.608e-14 | -5.608e-14 | -5.608e-14 | -5.608e-14 | -5.608e-14 | -5.608e-14 | -5.608e-14 | -5.608e-14 | -5.608e-14 | -5.608e-14 | -5.608e-14 | -5.608e-14 | -5.608e-14 | -5.608e-14 | -5.608e-14 | -5.608e-14 | -5.608e-14 | -5.608e-14 | -5.608e-14 | -5.608e-14 | -5.608e-14 | -5.608e-14 | -5.608e-14 | -5.608e-14 | -5.608e-14 | -5.608e-14 | -5.608e-14 | -5.608e-14 | -5.608e-14 | -5.608e-14 | -5.608e-14 | -5.608e-14 | -5.608e-14 | -5.608e-14 | -5.608e-14 | -5.608e-14 | -5.608e-14 | -5.608e-14 | -5.608e-14 | -5.608e-14 | -5.608e-14 | -5.608e-14 | -5.608e-14 | -5.608e-14 | -5.608e-14 | -5.608e-14 | -5.608e-14 | -5.608e-14 | -5.608e-14 | -5.608e-14 | -5.608e-14 | -5.608e-14 | -5.608e-14 | -5.608e-14 | -5.608e-14 | -5.608e-14 | -5.608e-14 | -5.608e-14 | -5.608e-14
[6 empty] | Interest Expense |  |  | -483.6456 | -429.3972 | -375.6053 | -333.4995 | -295.7761 | -261.3394 | -233.4762 | -208.8998 | -184.3234 | -159.7469 | -135.1705 | -110.594 | -86.0176 | -61.4411 | -36.8647 | -12.2882 | -2.1281e-14 | 1.6552e-14 | 1.6552e-14 | 1.6552e-14 | 1.6552e-14 | 1.6552e-14 | 1.6552e-14 | 1.6552e-14 | 1.6552e-14 | 1.6552e-14 | 1.6552e-14 | 1.6552e-14 | 1.6552e-14 | 1.6552e-14 | 1.6552e-14 | 1.6552e-14 | 1.6552e-14 | 1.6552e-14 | 1.6552e-14 | 1.6552e-14 | 1.6552e-14 | 1.6552e-14 | 1.6552e-14 | 1.6552e-14 | 1.6552e-14 | 1.6552e-14 | 1.6552e-14 | 1.6552e-14 | 1.6552e-14 | 1.6552e-14 | 1.6552e-14 | 1.6552e-14 | 1.6552e-14 | 1.6552e-14 | 1.6552e-14 | 1.6552e-14 | 1.6552e-14 | 1.6552e-14 | 1.6552e-14 | 1.6552e-14 | 1.6552e-14 | 1.6552e-14 | 1.6552e-14 | 1.6552e-14 | 1.6552e-14 | 1.6552e-14 | 1.6552e-14 | 1.6552e-14 | 1.6552e-14 | 1.6552e-14 | 1.6552e-14 | 1.6552e-14 | 1.6552e-14 | 1.6552e-14 | 1.6552e-14 | 1.6552e-14 | 1.6552e-14 | 1.6552e-14 | 1.6552e-14 | 1.6552e-14 | 1.6552e-14 | 1.6552e-14 | 1.6552e-14 | 1.6552e-14 | 1.6552e-14 | 1.6552e-14 | 1.6552e-14 | 1.6552e-14 | 1.6552e-14 | 1.6552e-14 | 1.6552e-14 | 1.6552e-14 | 1.6552e-14 | 1.6552e-14 | 1.6552e-14 | 1.6552e-14 | 1.6552e-14 | 1.6552e-14 | 1.6552e-14 | 1.6552e-14 | 1.6552e-14 | 1.6552e-14 | 1.6552e-14 | 1.6552e-14
[6 empty] | Income tax expense / (Benefit) |  |  | -241.375 | -291.375 | -340.375 | -379.375 | -413.375 | -445.375 | -470.375 | -493.375 | -515.375 | -538.375 | -560.375 | -583.375 | -605.375 | -628.375 | -650.375 | -673.375 | 0 | 0 | 0 | 0 | 0 | 0 | 0 | 0 | 0 | 0 | 0 | 0 | 0 | 0 | 0 | 0 | 0 | 0 | 0 | 0 | 0 | 0 | 0 | 0 | 0 | 0 | 0 | 0 | 0 | 0 | 0 | 0 | 0 | 0 | 0 | 0 | 0 | 0 | 0 | 0 | 0 | 0 | 0 | 0 | 0 | 0 | 0 | 0 | 0 | 0 | 0 | 0 | 0 | 0 | 0 | 0 | 0 | 0 | 0 | 0 | 0 | 0 | 0 | 0 | 0 | 0 | 0 | 0 | 0 | 0 | 0 | 0 | 0 | 0 | 0 | 0 | 0 | 0 | 0 | 0 | 0 | 0 | 0 | 0
[6 empty] | net income |  |  | 1155 | 1025 | 897 | 796 | 705 | 625 | 558 | 499 | 440 | 381 | 322 | 264 | 204 | 147 | 88 | 29 | 0 | 0 | 0 | 0 | 0 | 0 | 0 | 0 | 0 | 0 | 0 | 0 | 0 | 0 | 0 | 0 | 0 | 0 | 0 | 0 | 0 | 0 | 0 | 0 | 0 | 0 | 0 | 0 | 0 | 0 | 0 | 0 | 0 | 0 | 0 | 0 | 0 | 0 | 0 | 0 | 0 | 0 | 0 | 0 | 0 | 0 | 0 | 0 | 0 | 0 | 0 | 0 | 0 | 0 | 0 | 0 | 0 | 0 | 0 | 0 | 0 | 0 | 0 | 0 | 0 | 0 | 0 | 0 | 0 | 0 | 0 | 0 | 0 | 0 | 0 | 0 | 0 | 0 | 0 | 0 | 0 | 0 | 0 | 0
[6 empty] | Income Tax |  |  | -241.375 | -291.375 | -340.375 | -379.375 | -414.375 | -444.375 | -470.375 | -493.375 | -515.375 | -538.375 | -561.375 | -583.375 | -606.375 | -628.375 | -650.375 | -673.375 | 0 | 0 | 0 | 0 | 0 | 0 | 0 | 0 | 0 | 0 | 0 | 0 | 0 | 0 | 0 | 0 | 0 | 0 | 0 | 0 | 0 | 0 | 0 | 0 | 0 | 0 | 0 | 0 | 0 | 0 | 0 | 0 | 0 | 0 | 0 | 0 | 0 | 0 | 0 | 0 | 0 | 0 | 0 | 0 | 0 | 0 | 0 | 0 | 0 | 0 | 0 | 0 | 0 | 0 | 0 | 0 | 0 | 0 | 0 | 0 | 0 | 0 | 0 | 0 | 0 | 0 | 0 | 0 | 0 | 0 | 0 | 0 | 0 | 0 | 0 | 0 | 0 | 0 | 0 | 0 | 0 | 0 | 0 | 0
[6 empty] | Capital and Carrying Cost total |  |  | 2921.776 | 2687.979 | 2456.7286 | 2275.0718 | 2112.2626 | 1965.589 | 1845.1868 | 1738.9203 | 1633.6538 | 1527.3873 | 1421.1208 | 1315.8543 | 1209.5878 | 1104.3213 | 999.0548 | 892.7883 | 7.2103e-14 | -5.608e-14 | -5.608e-14 | -5.608e-14 | -5.608e-14 | -5.608e-14 | -5.608e-14 | -5.608e-14 | -5.608e-14 | -5.608e-14 | -5.608e-14 | -5.608e-14 | -5.608e-14 | -5.608e-14 | -5.608e-14 | -5.608e-14 | -5.608e-14 | -5.608e-14 | -5.608e-14 | -5.608e-14 | -5.608e-14 | -5.608e-14 | -5.608e-14 | -5.608e-14 | -5.608e-14 | -5.608e-14 | -5.608e-14 | -5.608e-14 | -5.608e-14 | -5.608e-14 | -5.608e-14 | -5.608e-14 | -5.608e-14 | -5.608e-14 | -5.608e-14 | -5.608e-14 | -5.608e-14 | -5.608e-14 | -5.608e-14 | -5.608e-14 | -5.608e-14 | -5.608e-14 | -5.608e-14 | -5.608e-14 | -5.608e-14 | -5.608e-14 | -5.608e-14 | -5.608e-14 | -5.608e-14 | -5.608e-14 | -5.608e-14 | -5.608e-14 | -5.608e-14 | -5.608e-14 | -5.608e-14 | -5.608e-14 | -5.608e-14 | -5.608e-14 | -5.608e-14 | -5.608e-14 | -5.608e-14 | -5.608e-14 | -5.608e-14 | -5.608e-14 | -5.608e-14 | -5.608e-14 | -5.608e-14 | -5.608e-14 | -5.608e-14 | -5.608e-14 | -5.608e-14 | -5.608e-14 | -5.608e-14 | -5.608e-14 | -5.608e-14 | -5.608e-14 | -5.608e-14 | -5.608e-14 | -5.608e-14 | -5.608e-14 | -5.608e-14 | -5.608e-14 | -5.608e-14 | -5.608e-14
[6 empty] | Capitalized A&G |  | -1192.48 | 0 | 0 | 0 | 0 | 0 | 0 | 0 | 0 | 0 | 0 | 0 | 0 | 0 | 0 | 0 | 0 | 0 | 0 | 0 | 0 | 0 | 0 | 0 | 0 | 0 | 0 | 0 | 0 | 0 | 0 | 0 | 0 | 0 | 0 | 0 | 0 | 0 | 0 | 0 | 0 | 0 | 0 | 0 | 0 | 0 | 0 | 0 | 0 | 0 | 0 | 0 | 0 | 0 | 0 | 0 | 0 | 0 | 0 | 0 | 0 | 0 | 0 | 0 | 0 | 0 | 0 | 0 | 0 | 0 | 0 | 0 | 0 | 0 | 0 | 0 | 0 | 0 | 0 | 0 | 0 | 0 | 0 | 0 | 0 | 0 | 0 | 0 | 0 | 0 | 0 | 0 | 0 | 0 | 0 | 0 | 0 | 0 | 0 | 0 | 0
[6 empty] | Revenue Requirement | 18847.411 | -1192.48 | 2921.776 | 2687.979 | 2456.7286 | 2275.0718 | 2112.2626 | 1965.589 | 1845.1868 | 1738.9203 | 1633.6538 | 1527.3873 | 1421.1208 | 1315.8543 | 1209.5878 | 1104.3213 | 999.0548 | 892.7883 | 7.2103e-14 | -5.608e-14 | -5.608e-14 | -5.608e-14 | -5.608e-14 | -5.608e-14 | -5.608e-14 | -5.608e-14 | -5.608e-14 | -5.608e-14 | -5.608e-14 | -5.608e-14 | -5.608e-14 | -5.608e-14 | -5.608e-14 | -5.608e-14 | -5.608e-14 | -5.608e-14 | -5.608e-14 | -5.608e-14 | -5.608e-14 | -5.608e-14 | -5.608e-14 | -5.608e-14 | -5.608e-14 | -5.608e-14 | -5.608e-14 | -5.608e-14 | -5.608e-14 | -5.608e-14 | -5.608e-14 | -5.608e-14 | -5.608e-14 | -5.608e-14 | -5.608e-14 | -5.608e-14 | -5.608e-14 | -5.608e-14 | -5.608e-14 | -5.608e-14 | -5.608e-14 | -5.608e-14 | -5.608e-14 | -5.608e-14 | -5.608e-14 | -5.608e-14 | -5.608e-14 | -5.608e-14 | -5.608e-14 | -5.608e-14 | -5.608e-14 | -5.608e-14 | -5.608e-14 | -5.608e-14 | -5.608e-14 | -5.608e-14 | -5.608e-14 | -5.608e-14 | -5.608e-14 | -5.608e-14 | -5.608e-14 | -5.608e-14 | -5.608e-14 | -5.608e-14 | -5.608e-14 | -5.608e-14 | -5.608e-14 | -5.608e-14 | -5.608e-14 | -5.608e-14 | -5.608e-14 | -5.608e-14 | -5.608e-14 | -5.608e-14 | -5.608e-14 | -5.608e-14 | -5.608e-14 | -5.608e-14 | -5.608e-14 | -5.608e-14 | -5.608e-14 | -5.608e-14 | -5.608e-14 | -5.608e-14
[6 empty] | Discounted Revenue Requirement | 18847.411 | -1192.48 | 2744.2125 | 2371.1963 | 2035.4931 | 1770.4284 | 1543.8389 | 1349.3282 | 1189.6961 | 1053.0432 | 929.1747 | 815.9383 | 713.0336 | 620.0941 | 535.3749 | 459.0784 | 390.0781 | 327.4022 | 2.4835e-14 | -1.8142e-14 | -1.7039e-14 | -1.6004e-14 | -1.5031e-14 | -1.4118e-14 | -1.326e-14 | -1.2454e-14 | -1.1697e-14 | -1.0986e-14 | -1.0319e-14 | -9.6915e-15 | -9.1025e-15 | -8.5493e-15 | -8.0298e-15 | -7.5418e-15 | -7.0834e-15 | -6.653e-15 | -6.2487e-15 | -5.8689e-15 | -5.5122e-15 | -5.1772e-15 | -4.8626e-15 | -4.5671e-15 | -4.2895e-15 | -4.0289e-15 | -3.784e-15 | -3.5541e-15 | -3.3381e-15 | -3.1352e-15 | -2.9447e-15 | -2.7657e-15 | -2.5976e-15 | -2.4398e-15 | -2.2915e-15 | -2.1522e-15 | -2.0214e-15 | -1.8986e-15 | -1.7832e-15 | -1.6748e-15 | -1.5731e-15 | -1.4775e-15 | -1.3877e-15 | -1.3033e-15 | -1.2241e-15 | -1.1497e-15 | -1.0799e-15 | -1.0142e-15 | -9.526e-16 | -8.9471e-16 | -8.4034e-16 | -7.8927e-16 | -7.413e-16 | -6.9625e-16 | -6.5394e-16 | -6.142e-16 | -5.7687e-16 | -5.4181e-16 | -5.0888e-16 | -4.7796e-16 | -4.4891e-16 | -4.2163e-16 | -3.9601e-16 | -3.7194e-16 | -3.4934e-16 | -3.2811e-16 | -3.0817e-16 | -2.8944e-16 | -2.7185e-16 | -2.5533e-16 | -2.3981e-16 | -2.2524e-16 | -2.1155e-16 | -1.9869e-16 | -1.8662e-16 | -1.7528e-16 | -1.6462e-16 | -1.5462e-16 | -1.4522e-16 | -1.364e-16 | -1.2811e-16 | -1.2032e-16 | -1.1301e-16 | -1.0614e-16
[6 empty] | Gross Revenue Tax |  |  | 29.9482 | 27.5518 | 25.1815 | 23.3195 | 21.6507 | 20.1473 | 18.9132 | 17.8239 | 16.745 | 15.6557 | 14.5665 | 13.4875 | 12.3983 | 11.3193 | 10.2403 | 9.1511 | 7.3905e-16 | -5.7482e-16 | -5.7482e-16 | -5.7482e-16 | -5.7482e-16 | -5.7482e-16 | -5.7482e-16 | -5.7482e-16 | -5.7482e-16 | -5.7482e-16 | -5.7482e-16 | -5.7482e-16 | -5.7482e-16 | -5.7482e-16 | -5.7482e-16 | -5.7482e-16 | -5.7482e-16 | -5.7482e-16 | -5.7482e-16 | -5.7482e-16 | -5.7482e-16 | -5.7482e-16 | -5.7482e-16 | -5.7482e-16 | -5.7482e-16 | -5.7482e-16 | -5.7482e-16 | -5.7482e-16 | -5.7482e-16 | -5.7482e-16 | -5.7482e-16 | -5.7482e-16 | -5.7482e-16 | -5.7482e-16 | -5.7482e-16 | -5.7482e-16 | -5.7482e-16 | -5.7482e-16 | -5.7482e-16 | -5.7482e-16 | -5.7482e-16 | -5.7482e-16 | -5.7482e-16 | -5.7482e-16 | -5.7482e-16 | -5.7482e-16 | -5.7482e-16 | -5.7482e-16 | -5.7482e-16 | -5.7482e-16 | -5.7482e-16 | -5.7482e-16 | -5.7482e-16 | -5.7482e-16 | -5.7482e-16 | -5.7482e-16 | -5.7482e-16 | -5.7482e-16 | -5.7482e-16 | -5.7482e-16 | -5.7482e-16 | -5.7482e-16 | -5.7482e-16 | -5.7482e-16 | -5.7482e-16 | -5.7482e-16 | -5.7482e-16 | -5.7482e-16 | -5.7482e-16 | -5.7482e-16 | -5.7482e-16 | -5.7482e-16 | -5.7482e-16 | -5.7482e-16 | -5.7482e-16 | -5.7482e-16 | -5.7482e-16 | -5.7482e-16 | -5.7482e-16 | -5.7482e-16 | -5.7482e-16 | -5.7482e-16 | -5.7482e-16 | -5.7482e-16
[6 empty] | Revenue Requirement adjusted for Gross Revenue Tax | 15964.324 |  | 2951.7242 | 2715.5308 | 2481.9101 | 2298.3913 | 2133.9133 | 1985.7363 | 1864.1 | 1756.7442 | 1650.3987 | 1543.043 | 1435.6873 | 1329.3418 | 1221.986 | 1115.6406 | 1009.2951 | 901.9393 | 7.2842e-14 | -5.6655e-14 | -5.6655e-14 | -5.6655e-14 | -5.6655e-14 | -5.6655e-14 | -5.6655e-14 | -5.6655e-14 | -5.6655e-14 | -5.6655e-14 | -5.6655e-14 | -5.6655e-14 | -5.6655e-14 | -5.6655e-14 | -5.6655e-14 | -5.6655e-14 | -5.6655e-14 | -5.6655e-14 | -5.6655e-14 | -5.6655e-14 | -5.6655e-14 | -5.6655e-14 | -5.6655e-14 | -5.6655e-14 | -5.6655e-14 | -5.6655e-14 | -5.6655e-14 | -5.6655e-14 | -5.6655e-14 | -5.6655e-14 | -5.6655e-14 | -5.6655e-14 | -5.6655e-14 | -5.6655e-14 | -5.6655e-14 | -5.6655e-14 | -5.6655e-14 | -5.6655e-14 | -5.6655e-14 | -5.6655e-14 | -5.6655e-14 | -5.6655e-14 | -5.6655e-14 | -5.6655e-14 | -5.6655e-14 | -5.6655e-14 | -5.6655e-14 | -5.6655e-14 | -5.6655e-14 | -5.6655e-14 | -5.6655e-14 | -5.6655e-14 | -5.6655e-14 | -5.6655e-14 | -5.6655e-14 | -5.6655e-14 | -5.6655e-14 | -5.6655e-14 | -5.6655e-14 | -5.6655e-14 | -5.6655e-14 | -5.6655e-14 | -5.6655e-14 | -5.6655e-14 | -5.6655e-14 | -5.6655e-14 | -5.6655e-14 | -5.6655e-14 | -5.6655e-14 | -5.6655e-14 | -5.6655e-14 | -5.6655e-14 | -5.6655e-14 | -5.6655e-14 | -5.6655e-14 | -5.6655e-14 | -5.6655e-14 | -5.6655e-14 | -5.6655e-14 | -5.6655e-14 | -5.6655e-14 | -5.6655e-14 | -5.6655e-14 | -5.6655e-14
[6 empty] | Adjusted for lease payments | 14781.4919 | 1: 2291.7242; 2: 2055.5308; 3: 1821.9101; 4: 1638.3913; 5: 1473.9133; 6: 1325.7363; 7: 1204.1; 8: 1096.7442; 9: 990.3987; 10: 883.043
Financial Inputs | [5 empty] | Levalized revenue requirement per kW-Month | 10.2449
|  |  | Weighted | Weighted | Weighted
| Share | Cost | Pre-Tax | ROR | After-Tax
Equity | 49.81% | 9.972% | 6.87% | 4.967% | 4.967%
Preferred | 0% | 0% | 0% | 0% | 0%
Debt | 50.19% | 4.144% | 2.08% | 2.08% | 1.503%
|  |  | 8.95% | 7.047% | 6.47%
MACRS Rates
Number of years | 5
Year | Rate
1 | 20% | half year convention
2 | 32%
3 | 19.2%
4 | 11.52%
5 | 11.52%
6 | 5.76%
7
8
9
10
11
12
13
14
15
16
17
18
19
20
21
22
23
24
25
26
27
28
29
30
31
32
33
34
35
36
37
38
39
40
41
42
43
44
45
46
47
48
49
50
51
52
53
54
55
56
57
58
59
60
61
62
63
64
65
66
67
68
69
70
71
72
73
74
75
76
77
78
79
80
81
82
83
84
85
86
87
88
89
90
91
92
93
94
95
96
97
98
99
100

## Net peak hit rate
Based on year 1 installations
Program year | 1 | 2 | 3 | 4 | 5 | 6 | 7 | 8 | 9 | 10 | 11 | 12 | 13 | 14 | 15 | 16 | 17 | 18 | 19 | 20
Nominal site capacity (kW) | 11.5 | 11.5 | 11.5 | 11.5 | 11.5 | 11.5 | 11.5 | 11.5 | 11.5 | 11.5 | 11.5 | 11.5 | 11.5 | 11.5 | 11.5 | 11.5 | 11.5 | 11.5 | 11.5 | 11.5
Net RNS peak reduction (kW) | 6.074 | 5.724 | 5.395 | 5.037 | 4.747 | 4.474 | 4.217 | 3.936 | 3.71 | 3.463 | 3.263 | 3.015 | 2.785 | 2.598 | 2.348 | 2.142 | 1.906 | 1.543 | 1.076 | 0.545
RNS Peak reduction as % of nominal | 52.82% | 49.77% | 46.91% | 43.8% | 41.28% | 38.9% | 36.67% | 34.23% | 32.26% | 30.11% | 28.37% | 26.22% | 24.22% | 22.59% | 20.42% | 18.63% | 16.57% | 13.42% | 9.357% | 4.739%
Net FCM peak reduction (kW) | 0 | 9.396 | 8.903 | 8.355 | 7.916 | 7.501 | 7.107 | 6.669 | 6.319 | 5.929 | 5.618 | 5.219 | 4.846 | 4.544 | 4.128 | 3.785 | 3.387 | 2.756 | 1.932 | 0.983
FCM peak reduction as % of nominal | 0% | 81.7% | 77.42% | 72.65% | 68.83% | 65.23% | 61.8% | 57.99% | 54.95% | 51.56% | 48.85% | 45.38% | 42.14% | 39.51% | 35.9% | 32.91% | 29.45% | 23.97% | 16.8% | 8.548%
Net peak reduction applies availability, forecast effectiveness, battery degradation, losses, reserve margin (for FCM), and end of life failure/replacement
Notes
FCM is higher than its degradation rate because of reserve margin and avoided losses

## Single System
Single System - Active Inputs |  |  | Single System - A Inputs |  | Single System - B Inputs
Customer Payment | 55
Energy storage system install cost |  | -18847.411 | Battery install cost | -16857.5536 | Battery install cost | -16857.5536
Total Rev Requirement |  | -18847.411 | Total Rev Requirement | -16857.5536 | Total Rev Requirement | -16857.5536
O&M |  | -34.9782 | O&M | -55.8835 | O&M | -55.8835
Software Fees |  | -244.2121 | Software Fees | -229.6714 | Software Fees | -229.6714
Removal & Recycling |  | -96.2511 | Removal & Recycling | -60.3468 | Removal & Recycling | -120.6936
FR Participation Credit |  | 0 | FR Participation Credit | -418.2297 | FR Participation Credit | -316.8202
A&G |  | 1120.0101
Customer Contribution |  | 4834.103 | Customer Contribution | 3574.6388 | Customer Contribution | 3574.6388
FCM |  | 6711.6043 | FCM | 4315.3199 | FCM | 3889.6622
RNS |  | 10761.9976 | RNS | 11231.2111 | RNS | 10163.5258
Energy |  | 1581.0765 | Energy | 1607.8273 | Energy | 1365.3319
DASI |  | 74.4213
Frequency |  | 557.8323 | Frequency | 650.3258 | Frequency | 418.5906
T&D Deferral |  | 933.6836 | T&D Deferral | 1039.4807 | T&D Deferral | 719.6405
Power Factor/VAR Support |  | 0 | Power Factor/VAR Support | 0 | Power Factor/VAR Support | 0
Tier 3 |  | 455.5254 | Tier 3 | 428.4028 | Tier 3 | 428.4028
Net Value |  | 7807.4015 | Net Value | 6509.6343 | Net Value | 4263.2833

## Full Program
Monthly Customers | 55
Upfront Customers | 5500
|  | Year | 1 | 2 | 3 | 4 | 5 | 6 | 7 | 8 | 9 | 10 | 11 | 12 | 13 | 14 | 15 | 16 | 17 | 18 | 19 | 20 | 21 | 22 | 23 | 24 | 25 | 26 | 27 | 28 | 29 | 30 | 31 | 32 | 33
|  | Customers Year 1 | 1: 720
|  | Customers Year 2 | 2: 0
|  | Customers Year 3 | 3: 0
|  | Costs | [33 empty] | Lifetime NPV
|  | Equipment & Installation Costs Year 1 | -2103678.7266 | -1935344.8878 | -1768844.6175 | -1638051.7016 | -1520829.0435 | -1415224.0789 | -1328534.5012 | -1252022.6168 | -1176230.7325 | -1099718.8482 | -1023206.9638 | -947415.0795 | -870903.1952 | -795111.3108 | -719319.4265 | -642807.5422 | -5.1914e-11 | 4.0378e-11 | 4.0378e-11 | 4.0378e-11 | 4.0378e-11 | 4.0378e-11 | 4.0378e-11 | #REF! | #REF! | #REF! | #REF! | #REF! | #REF! | #REF! | #REF! | #REF! | #REF!
|  | Total Equipment & Installation Costs* | -2103678.7266 | -1935344.8878 | -1768844.6175 | -1638051.7016 | -1520829.0435 | -1415224.0789 | -1328534.5012 | -1252022.6168 | -1176230.7325 | -1099718.8482 | -1023206.9638 | -947415.0795 | -870903.1952 | -795111.3108 | -719319.4265 | -642807.5422 | -5.1914e-11 | 4.0378e-11 | 4.0378e-11 | 4.0378e-11 | 4.0378e-11 | 4.0378e-11 | 4.0378e-11 | #REF! | #REF! | #REF! | #REF! | #REF! | #REF! | #REF! | #REF! | #REF! | #REF!
|  | O&M Cost Year 1 | -2160 | -2203.2 | -2247.264 | -2292.2093 | -2338.0535 | -2384.8145 | -2432.5108 | -2481.161 | -2530.7843 | -2581.3999 | -2606.6977 | -2631.9747 | -2657.2202 | -2626.5389 | -2593.5675 | -2500.085 | -2223.9128 | -1663.4868 | -925.5036 | 0
|  | Total O&M Costs | -2160 | -2203.2 | -2247.264 | -2292.2093 | -2338.0535 | -2384.8145 | -2432.5108 | -2481.161 | -2530.7843 | -2581.3999 | -2606.6977 | -2631.9747 | -2657.2202 | -2626.5389 | -2593.5675 | -2500.085 | -2223.9128 | -1663.4868 | -925.5036 | 0 | 0 | 0 | 0
|  | Software Fees Year 1 | -17280 | -17280 | -17280 | -17280 | -17280 | -17280 | -17280 | -17280 | -17280 | -17280 | -17107.2 | -16934.4 | -16761.6 | -16243.2 | -15724.8 | -14860.8 | -12960 | -9504 | -5184 | 0 | 0 | 0 | 0 | #REF! | #REF! | #REF! | #REF! | #REF! | #REF! | #REF! | #REF! | #REF! | #REF!
|  | Total Software Fees | -17280 | -17280 | -17280 | -17280 | -17280 | -17280 | -17280 | -17280 | -17280 | -17280 | -17107.2 | -16934.4 | -16761.6 | -16243.2 | -15724.8 | -14860.8 | -12960 | -9504 | -5184 | 0 | 0 | 0 | 0 | #REF! | #REF! | #REF! | #REF! | #REF! | #REF! | #REF! | #REF! | #REF! | #REF!
|  | FR Participation Credit Year 1 | 0 | 0 | 0 | 0 | 0 | 0 | 0 | 0 | 0 | 0 | 0 | 0 | 0 | 0 | 0 | 0 | 0 | 0 | 0 | 0 | 0 | 0 | 0
|  | Total FR Participation Credit | 0 | 0 | 0 | 0 | 0 | 0 | 0 | 0 | 0 | 0 | 0 | 0 | 0 | 0 | 0 | 0 | 0 | 0 | 0 | 0 | 0 | 0 | 0
|  | Total Costs | -2123118.7266 | -1954828.0878 | -1788371.8815 | -1657623.9108 | -1540447.097 | -1434888.8935 | -1348247.012 | -1271783.7779 | -1196041.5168 | -1119580.2481 | -1042920.8615 | -966981.4542 | -890322.0154 | -813981.0497 | -737637.794 | -660168.4272 | -15183.9128 | -11167.4868 | -6109.5036 | 4.0378e-11 | 4.0378e-11 | 4.0378e-11 | 4.0378e-11 | #REF! | #REF! | #REF! | #REF! | #REF! | #REF! | #REF! | #REF! | #REF! | #REF!
Revenues
|  | Battery Value Year 1 | 1289115.427 | 1536039.7906 | 1568031.4276 | 1534470.5223 | 1481940.3254 | 1447712.9917 | 1890390.0335 | 1852721.8182 | 1286320.4617 | 1359890.2949 | 1383260.7524 | 1336057.5558 | 1297974.007 | 1223488.7529 | 1145870.7695 | 1056704.3757 | 902295.2982 | 675803.83 | 392231.9023 | 75964.0203 | 0 | 0 | 0 | #REF! | #REF! | #REF! | #REF! | #REF! | #REF! | #REF! | #REF! | #REF! | #REF!
|  | Total Battery Value | 1289115.427 | 1536039.7906 | 1568031.4276 | 1534470.5223 | 1481940.3254 | 1447712.9917 | 1890390.0335 | 1852721.8182 | 1286320.4617 | 1359890.2949 | 1383260.7524 | 1336057.5558 | 1297974.007 | 1223488.7529 | 1145870.7695 | 1056704.3757 | 902295.2982 | 675803.83 | 392231.9023 | 75964.0203 | 0 | 0 | 0 | #REF! | #REF! | #REF! | #REF! | #REF! | #REF! | #REF! | #REF! | #REF! | #REF!
|  | Tier 3 Value | 1: 349200; 2: 0; 3: 0
|  | End of life removal | 0 | 0 | 0 | 0 | 0 | 0 | 0 | 0 | 0 | 0 | -2160 | -2160 | -2160 | -6480 | -6480 | -10800 | -23760 | -43200 | -54000 | -64800 | 0 | 0 | 0 | 0 | 0 | 0 | 0 | 0 | 0 | 0 | 0 | 0 | 0
|  | Capitalized A&G | 858585.6 | 0 | 0 | 0 | 0 | 0 | 0 | 0 | 0 | 0 | 0 | 0 | 0 | 0 | 0 | 0 | 0 | 0 | 0 | 0 | 0 | 0 | 0 | #REF! | #REF! | #REF! | #REF! | #REF! | #REF! | #REF! | #REF! | #REF! | #REF!
|  | Customer Payment (Upfront) | 1: 792000; 2: 0; 3: 0
|  | Customer Payment (Monthly year 1) | 380160 | 380160 | 380160 | 380160 | 380160 | 380160 | 380160 | 380160 | 380160 | 380160 | [13 empty] | 380160 | 380160 | 380160 | 380160 | 380160 | 380160 | 380160 | 380160 | 380160 | 380160
|  | Customer Payment (Total Monthly) | 380160 | 380160 | 380160 | 380160 | 380160 | 380160 | 380160 | 380160 | 380160 | 380160 | 0 | 0 | 0 | 0 | 0 | 0 | 0 | 0 | 0 | 0 | 0 | 0 | 0 | #REF! | #REF! | #REF! | #REF! | #REF! | #REF! | #REF! | #REF! | #REF! | #REF!
|  | Total Customer Payment | 1172160 | 380160 | 380160 | 380160 | 380160 | 380160 | 380160 | 380160 | 380160 | 380160 | 0 | 0 | 0 | 0 | 0 | 0 | 0 | 0 | 0 | 0
|  | Total Revenue | 3669061.027 | 1916199.7906 | 1948191.4276 | 1914630.5223 | 1862100.3254 | 1827872.9917 | 2270550.0335 | 2232881.8182 | 1666480.4617 | 1740050.2949 | 1381100.7524 | 1333897.5558 | 1295814.007 | 1217008.7529 | 1139390.7695 | 1045904.3757 | 878535.2982 | 632603.83 | 338231.9023 | 11164.0203 | 0 | 0 | 0 | #REF! | #REF! | #REF! | #REF! | #REF! | #REF! | #REF! | #REF! | #REF! | #REF!
|  | Net Benefit | 1545942.3004 | -38628.2972 | 159819.5461 | 257006.6115 | 321653.2284 | 392984.0982 | 922303.0215 | 961098.0403 | 470438.9449 | 620470.0468 | 338179.8909 | 366916.1015 | 405491.9916 | 403027.7031 | 401752.9755 | 385735.9485 | 863351.3853 | 621436.3432 | 332122.3988 | 11164.0203 | 4.0378e-11 | 4.0378e-11 | 4.0378e-11 | #REF! | #REF! | #REF! | #REF! | #REF! | #REF! | #REF! | #REF! | #REF! | #REF! | 5621329.1053
*Includes 5.14% A&G allocation for all batteries.

## 3 yr attachment
Monthly Customers | 55
Active Inputs
|  | Year | 1 | 2 | 3 | 4 | 5 | 6 | 7 | 8 | 9 | 10 | 11 | 12 | 13 | 14 | 15 | 16 | 17 | 18 | 19 | 20 | 21 | 22 | 23 | 24 | 25 | 26 | 27 | 28 | 29 | 30 | 31 | 32 | 33
|  | Customers Year 1 | 1: 720
|  | Customers Year 2 | 2: 0
|  | Customers Year 3 | 3: 0
|  | Costs | [33 empty] | Lifetime NPV
|  | Equipment & Installation Costs Year 1 | -2103678.7266 | -1935344.8878 | -1768844.6175 | -1638051.7016 | -1520829.0435 | -1415224.0789 | -1328534.5012 | -1252022.6168 | -1176230.7325 | -1099718.8482 | -1023206.9638 | -947415.0795 | -870903.1952 | -795111.3108 | -719319.4265 | -642807.5422 | -5.1914e-11 | 4.0378e-11 | 4.0378e-11 | 4.0378e-11 | 4.0378e-11 | 4.0378e-11 | 4.0378e-11 | #REF! | #REF! | #REF! | #REF! | #REF! | #REF! | #REF! | #REF! | #REF! | #REF!
|  | Total Equipment & Installation Costs* | -2103678.7266 | -1935344.8878 | -1768844.6175 | #REF! | #REF! | #REF! | #REF! | #REF! | #REF! | #REF! | #REF! | #REF! | #REF! | #REF! | #REF! | #REF! | #REF! | #REF! | #REF! | #REF! | #REF! | #REF! | #REF! | #REF! | #REF! | #REF! | #REF! | #REF! | #REF! | #REF! | #REF! | #REF! | #REF!
|  | O&M Cost Year 1 | -2160 | -2203.2 | -2247.264 | #REF! | #REF! | #REF! | #REF! | #REF! | #REF! | #REF! | #REF! | #REF! | #REF! | #REF! | #REF! | #REF! | #REF! | #REF! | #REF! | #REF! | #REF! | #REF! | #REF! | #REF! | #REF! | #REF! | #REF! | #REF! | #REF! | #REF! | #REF! | #REF! | #REF!
|  | Total O&M Costs | -2160 | -2203.2 | -2247.264 | -1638051.7016 | -1520829.0435 | -1415224.0789 | -1328534.5012 | -1252022.6168 | -1176230.7325 | -1099718.8482 | -1023206.9638 | -947415.0795 | -870903.1952 | -795111.3108 | -719319.4265 | -642807.5422 | -5.1914e-11 | 4.0378e-11 | 4.0378e-11 | 4.0378e-11 | 4.0378e-11 | 4.0378e-11 | 4.0378e-11 | #REF! | #REF! | #REF! | #REF! | #REF! | #REF! | #REF! | #REF! | #REF! | #REF!
|  | Software Fees Year 1 | 1: -17280; 2: -17280; 3: -17280
|  | Total Software Fees | 1: -17280; 2: -17280; 3: -17280
|  | FR Participation Credit Year 1 | 1: 0; 2: 0; 3: 0
|  | Total FR Participation Credit | 1: 0; 2: 0; 3: 0
|  | Total Costs | -2123118.7266 | -1954828.0878 | -1788371.8815 | -17280 | -17280 | -17280 | -17280 | -17280 | -17280 | -17280 | -17107.2 | -16934.4 | -16761.6 | -16243.2 | -15724.8 | -14860.8 | -12960 | -9504 | -5184 | 0 | 0 | 0 | 0 | #REF! | #REF! | #REF! | #REF! | #REF! | #REF! | #REF! | #REF! | #REF! | #REF!
|  | Revenues | 0 | 0 | 0 | #REF! | #REF! | #REF! | #REF! | #REF! | #REF! | #REF! | #REF! | #REF! | #REF! | #REF! | #REF! | #REF! | #REF! | #REF! | #REF! | #REF! | #REF! | #REF! | #REF! | #REF! | #REF! | #REF! | #REF! | #REF! | #REF! | #REF! | #REF! | #REF! | #REF!
|  | Battery Value Year 1 | 1289115.427 | 1536039.7906 | 1568031.4276 | #REF! | #REF! | #REF! | #REF! | #REF! | #REF! | #REF! | #REF! | #REF! | #REF! | #REF! | #REF! | #REF! | #REF! | #REF! | #REF! | #REF! | #REF! | #REF! | #REF! | #REF! | #REF! | #REF! | #REF! | #REF! | #REF! | #REF! | #REF! | #REF! | #REF!
|  | Total Battery Value | 1289115.427 | 1536039.7906 | 1568031.4276 | -17280 | -17280 | -17280 | -17280 | -17280 | -17280 | -17280 | -17107.2 | -16934.4 | -16761.6 | -16243.2 | -15724.8 | -14860.8 | -12960 | -9504 | -5184 | 0 | 0 | 0 | 0 | #REF! | #REF! | #REF! | #REF! | #REF! | #REF! | #REF! | #REF! | #REF! | #REF!
|  | Tier 3 Value | 1: 349200; 2: 0; 3: 0
|  | End of life removal | 1: 0; 2: 0; 3: 0
|  | Capitalized A&G | 1: 858585.6; 2: 0; 3: 0
|  | Customer Payment (Upfront) | 1: 792000; 2: 0; 3: 0
|  | Customer Payment (Monthly year 1) | 380160 | 380160 | 380160 | #REF! | #REF! | #REF! | #REF! | #REF! | #REF! | #REF! | #REF! | #REF! | #REF! | #REF! | #REF! | #REF! | #REF! | #REF! | #REF! | #REF! | #REF! | #REF! | #REF! | #REF! | #REF! | #REF! | #REF! | #REF! | #REF! | #REF! | #REF! | #REF! | #REF!
|  | Customer Payment (Total Monthly) | 380160 | 380160 | 380160 | #REF! | #REF! | #REF! | #REF! | #REF! | #REF! | #REF! | #REF! | #REF! | #REF! | #REF! | #REF! | #REF! | #REF! | #REF! | #REF! | #REF! | #REF! | #REF! | #REF! | #REF! | #REF! | #REF! | #REF! | #REF! | #REF! | #REF! | #REF! | #REF! | #REF!
|  | Total Revenue | 3669061.027 | 1916199.7906 | 1948191.4276 | #REF! | #REF! | #REF! | #REF! | #REF! | #REF! | #REF! | #REF! | #REF! | #REF! | #REF! | #REF! | #REF! | #REF! | #REF! | #REF! | #REF! | #REF! | #REF! | #REF! | #REF! | #REF! | #REF! | #REF! | #REF! | #REF! | #REF! | #REF! | #REF! | #REF!
|  | Net Benefit | 1545942.3004 | -38628.2972 | 159819.5461 | 257006.6115 | 321653.2284 | 392984.0982 | 922303.0215 | 961098.0403 | 470438.9449 | 620470.0468 | 338179.8909 | 366916.1015 | 405491.9916 | 403027.7031 | 401752.9755 | 385735.9485 | 863351.3853 | 621436.3432 | 332122.3988 | 11164.0203 | 4.0378e-11 | 4.0378e-11 | 4.0378e-11 | #REF! | #REF! | #REF! | #REF! | #REF! | #REF! | #REF! | #REF! | #REF! | #REF! | 5621329.1053
[6 empty] | -1657623.9108 | -1540447.097 | -1434888.8935 | -1348247.012 | -1271783.7779 | -1196041.5168 | -1119580.2481 | -1042920.8615 | -966981.4542 | -890322.0154 | -813981.0497 | -737637.794 | -660168.4272 | -15183.9128 | -11167.4868 | -6109.5036 | 4.0378e-11 | 4.0378e-11 | 4.0378e-11 | 4.0378e-11 | #REF! | #REF! | #REF! | #REF! | #REF! | #REF! | #REF! | #REF! | #REF! | #REF!
|  | *Includes 5.14% A&G allocation for all batteries. |  |  |  | 0 | 0 | 0 | 0 | 0 | 0 | 0 | 0 | 0 | 0 | 0 | 0 | 0 | 0 | 0 | 0 | 0 | 0 | 0 | 0 | 0 | 0 | 0 | 0 | 0 | 0 | 0 | 0 | 0 | 0
[6 empty] | 1534470.5223 | 1481940.3254 | 1447712.9917 | 1890390.0335 | 1852721.8182 | 1286320.4617 | 1359890.2949 | 1383260.7524 | 1336057.5558 | 1297974.007 | 1223488.7529 | 1145870.7695 | 1056704.3757 | 902295.2982 | 675803.83 | 392231.9023 | 75964.0203 | 0 | 0 | 0 | #REF! | #REF! | #REF! | #REF! | #REF! | #REF! | #REF! | #REF! | #REF! | #REF!
[6 empty] | #REF! | #REF! | #REF! | #REF! | #REF! | #REF! | #REF! | #REF! | #REF! | #REF! | #REF! | #REF! | #REF! | #REF! | #REF! | #REF! | #REF! | #REF! | #REF! | #REF! | #REF! | #REF! | #REF! | #REF! | #REF! | #REF! | #REF! | #REF! | #REF! | #REF!

## Monthly Value (1)
Green Mountain Power
kW per system | 11.5
Year |  | 2027 | 2027 | 2027 | 2027 | 2027 | 2027 | 2027 | 2027 | 2027 | 2027 | 2027 | 2027 | 2028 | 2028 | 2028 | 2028 | 2028 | 2028 | 2028 | 2028 | 2028 | 2028 | 2028 | 2028 | 2029 | 2029 | 2029 | 2029 | 2029 | 2029 | 2029 | 2029 | 2029 | 2029 | 2029 | 2029 | 2030 | 2030 | 2030 | 2030 | 2030 | 2030 | 2030 | 2030 | 2030 | 2030 | 2030 | 2030 | 2031 | 2031 | 2031 | 2031 | 2031 | 2031 | 2031 | 2031 | 2031 | 2031 | 2031 | 2031 | 2032 | 2032 | 2032 | 2032 | 2032 | 2032 | 2032 | 2032 | 2032 | 2032 | 2032 | 2032 | 2033 | 2033 | 2033 | 2033 | 2033 | 2033 | 2033 | 2033 | 2033 | 2033 | 2033 | 2033 | 2034 | 2034 | 2034 | 2034 | 2034 | 2034 | 2034 | 2034 | 2034 | 2034 | 2034 | 2034 | 2035 | 2035 | 2035 | 2035 | 2035 | 2035 | 2035 | 2035 | 2035 | 2035 | 2035 | 2035 | 2036 | 2036 | 2036 | 2036 | 2036 | 2036 | 2036 | 2036 | 2036 | 2036 | 2036 | 2036 | 2037 | 2037 | 2037 | 2037 | 2037 | 2037 | 2037 | 2037 | 2037 | 2037 | 2037 | 2037 | 2038 | 2038 | 2038 | 2038 | 2038 | 2038 | 2038 | 2038 | 2038 | 2038 | 2038 | 2038 | 2039 | 2039 | 2039 | 2039 | 2039 | 2039 | 2039 | 2039 | 2039 | 2039 | 2039 | 2039 | 2040 | 2040 | 2040 | 2040 | 2040 | 2040 | 2040 | 2040 | 2040 | 2040 | 2040 | 2040 | 2041 | 2041 | 2041 | 2041 | 2041 | 2041 | 2041 | 2041 | 2041 | 2041 | 2041 | 2041 | 2042 | 2042 | 2042 | 2042 | 2042 | 2042 | 2042 | 2042 | 2042 | 2042 | 2042 | 2042 | 2043 | 2043 | 2043 | 2043 | 2043 | 2043 | 2043 | 2043 | 2043 | 2043 | 2043 | 2043 | 2044 | 2044 | 2044 | 2044 | 2044 | 2044 | 2044 | 2044 | 2044 | 2044 | 2044 | 2044 | 2045 | 2045 | 2045 | 2045 | 2045 | 2045 | 2045 | 2045 | 2045 | 2045 | 2045 | 2045 | 2046 | 2046 | 2046 | 2046 | 2046 | 2046 | 2046 | 2046 | 2046 | 2046 | 2046 | 2046 | 2047 | 2047 | 2047 | 2047 | 2047 | 2047 | 2047 | 2047 | 2047 | 2047 | 2047 | 2047 | 2048 | 2048 | 2048 | 2048 | 2048 | 2048 | 2048 | 2048 | 2048 | 2048 | 2048 | 2048 | 2049 | 2049 | 2049 | 2049 | 2049 | 2049 | 2049 | 2049 | 2049 | 2049 | 2049 | 2049 | 2050 | 2050 | 2050 | 2050 | 2050 | 2050 | 2050 | 2050 | 2050 | 2050 | 2050 | 2050 | 2051 | 2051 | 2051 | 2051 | 2051 | 2051 | 2051 | 2051 | 2051 | 2051 | 2051 | 2051 | 2052 | 2052 | 2052 | 2052 | 2052 | 2052 | 2052 | 2052 | 2052 | 2052 | 2052 | 2052 | 2053 | 2053 | 2053 | 2053 | 2053 | 2053 | 2053 | 2053 | 2053 | 2053 | 2053 | 2053 | 2054 | 2054 | 2054 | 2054 | 2054 | 2054 | 2054 | 2054 | 2054 | 2054 | 2054 | 2054 | 2055 | 2055 | 2055 | 2055 | 2055 | 2055 | 2055 | 2055 | 2055 | 2055 | 2055 | 2055 | 2056 | 2056 | 2056 | 2056 | 2056 | 2056 | 2056 | 2056 | 2056 | 2056 | 2056 | 2056 | 2057 | 2057 | 2057 | 2057 | 2057 | 2057 | 2057 | 2057 | 2057 | 2057 | 2057 | 2057 | 2058 | 2058 | 2058 | 2058 | 2058 | 2058 | 2058 | 2058
Project Year |  | 1 | 1 | 1 | 1 | 1 | 1 | 1 | 1 | 1 | 1 | 1 | 1 | 2 | 2 | 2 | 2 | 2 | 2 | 2 | 2 | 2 | 2 | 2 | 2 | 3 | 3 | 3 | 3 | 3 | 3 | 3 | 3 | 3 | 3 | 3 | 3 | 4 | 4 | 4 | 4 | 4 | 4 | 4 | 4 | 4 | 4 | 4 | 4 | 5 | 5 | 5 | 5 | 5 | 5 | 5 | 5 | 5 | 5 | 5 | 5 | 6 | 6 | 6 | 6 | 6 | 6 | 6 | 6 | 6 | 6 | 6 | 6 | 7 | 7 | 7 | 7 | 7 | 7 | 7 | 7 | 7 | 7 | 7 | 7 | 8 | 8 | 8 | 8 | 8 | 8 | 8 | 8 | 8 | 8 | 8 | 8 | 9 | 9 | 9 | 9 | 9 | 9 | 9 | 9 | 9 | 9 | 9 | 9 | 10 | 10 | 10 | 10 | 10 | 10 | 10 | 10 | 10 | 10 | 10 | 10 | 11 | 11 | 11 | 11 | 11 | 11 | 11 | 11 | 11 | 11 | 11 | 11 | 12 | 12 | 12 | 12 | 12 | 12 | 12 | 12 | 12 | 12 | 12 | 12 | 13 | 13 | 13 | 13 | 13 | 13 | 13 | 13 | 13 | 13 | 13 | 13 | 14 | 14 | 14 | 14 | 14 | 14 | 14 | 14 | 14 | 14 | 14 | 14 | 15 | 15 | 15 | 15 | 15 | 15 | 15 | 15 | 15 | 15 | 15 | 15 | 16 | 16 | 16 | 16 | 16 | 16 | 16 | 16 | 16 | 16 | 16 | 16 | 17 | 17 | 17 | 17 | 17 | 17 | 17 | 17 | 17 | 17 | 17 | 17 | 18 | 18 | 18 | 18 | 18 | 18 | 18 | 18 | 18 | 18 | 18 | 18 | 19 | 19 | 19 | 19 | 19 | 19 | 19 | 19 | 19 | 19 | 19 | 19 | 20 | 20 | 20 | 20 | 20 | 20 | 20 | 20 | 20 | 20 | 20 | 20 | 21 | 21 | 21 | 21 | 21 | 21 | 21 | 21 | 21 | 21 | 21 | 21 | 22 | 22 | 22 | 22 | 22 | 22 | 22 | 22 | 22 | 22 | 22 | 22 | 23 | 23 | 23 | 23 | 23 | 23 | 23 | 23 | 23 | 23 | 23 | 23 | 24 | 24 | 24 | 24 | 24 | 24 | 24 | 24 | 24 | 24 | 24 | 24 | 25 | 25 | 25 | 25 | 25 | 25 | 25 | 25 | 25 | 25 | 25 | 25 | 26 | 26 | 26 | 26 | 26 | 26 | 26 | 26 | 26 | 26 | 26 | 26 | 27 | 27 | 27 | 27 | 27 | 27 | 27 | 27 | 27 | 27 | 27 | 27 | 28 | 28 | 28 | 28 | 28 | 28 | 28 | 28 | 28 | 28 | 28 | 28 | 29 | 29 | 29 | 29 | 29 | 29 | 29 | 29 | 29 | 29 | 29 | 29 | 30 | 30 | 30 | 30 | 30 | 30 | 30 | 30 | 30 | 30 | 30 | 30 | 31 | 31 | 31 | 31 | 31 | 31 | 31 | 31 | 31 | 31 | 31 | 31 | 32 | 32 | 32 | 32 | 32 | 32 | 32 | 32
Month |  | 1 | 2 | 3 | 4 | 5 | 6 | 7 | 8 | 9 | 10 | 11 | 12 | 1 | 2 | 3 | 4 | 5 | 6 | 7 | 8 | 9 | 10 | 11 | 12 | 1 | 2 | 3 | 4 | 5 | 6 | 7 | 8 | 9 | 10 | 11 | 12 | 1 | 2 | 3 | 4 | 5 | 6 | 7 | 8 | 9 | 10 | 11 | 12 | 1 | 2 | 3 | 4 | 5 | 6 | 7 | 8 | 9 | 10 | 11 | 12 | 1 | 2 | 3 | 4 | 5 | 6 | 7 | 8 | 9 | 10 | 11 | 12 | 1 | 2 | 3 | 4 | 5 | 6 | 7 | 8 | 9 | 10 | 11 | 12 | 1 | 2 | 3 | 4 | 5 | 6 | 7 | 8 | 9 | 10 | 11 | 12 | 1 | 2 | 3 | 4 | 5 | 6 | 7 | 8 | 9 | 10 | 11 | 12 | 1 | 2 | 3 | 4 | 5 | 6 | 7 | 8 | 9 | 10 | 11 | 12 | 1 | 2 | 3 | 4 | 5 | 6 | 7 | 8 | 9 | 10 | 11 | 12 | 1 | 2 | 3 | 4 | 5 | 6 | 7 | 8 | 9 | 10 | 11 | 12 | 1 | 2 | 3 | 4 | 5 | 6 | 7 | 8 | 9 | 10 | 11 | 12 | 1 | 2 | 3 | 4 | 5 | 6 | 7 | 8 | 9 | 10 | 11 | 12 | 1 | 2 | 3 | 4 | 5 | 6 | 7 | 8 | 9 | 10 | 11 | 12 | 1 | 2 | 3 | 4 | 5 | 6 | 7 | 8 | 9 | 10 | 11 | 12 | 1 | 2 | 3 | 4 | 5 | 6 | 7 | 8 | 9 | 10 | 11 | 12 | 1 | 2 | 3 | 4 | 5 | 6 | 7 | 8 | 9 | 10 | 11 | 12 | 1 | 2 | 3 | 4 | 5 | 6 | 7 | 8 | 9 | 10 | 11 | 12 | 1 | 2 | 3 | 4 | 5 | 6 | 7 | 8 | 9 | 10 | 11 | 12 | 1 | 2 | 3 | 4 | 5 | 6 | 7 | 8 | 9 | 10 | 11 | 12 | 1 | 2 | 3 | 4 | 5 | 6 | 7 | 8 | 9 | 10 | 11 | 12 | 1 | 2 | 3 | 4 | 5 | 6 | 7 | 8 | 9 | 10 | 11 | 12 | 1 | 2 | 3 | 4 | 5 | 6 | 7 | 8 | 9 | 10 | 11 | 12 | 1 | 2 | 3 | 4 | 5 | 6 | 7 | 8 | 9 | 10 | 11 | 12 | 1 | 2 | 3 | 4 | 5 | 6 | 7 | 8 | 9 | 10 | 11 | 12 | 1 | 2 | 3 | 4 | 5 | 6 | 7 | 8 | 9 | 10 | 11 | 12 | 1 | 2 | 3 | 4 | 5 | 6 | 7 | 8 | 9 | 10 | 11 | 12 | 1 | 2 | 3 | 4 | 5 | 6 | 7 | 8 | 9 | 10 | 11 | 12 | 1 | 2 | 3 | 4 | 5 | 6 | 7 | 8 | 9 | 10 | 11 | 12 | 1 | 2 | 3 | 4 | 5 | 6 | 7 | 8 | 9 | 10 | 11 | 12 | 1 | 2 | 3 | 4 | 5 | 6 | 7 | 8 | Peak
Frequency Flag |  | 1 | 1 | 1 | 1 | 1 | 1 | 1 | 1 | 1 | 1 | 1 | 1 | 1 | 1 | 1 | 1 | 1 | 1 | 1 | 1 | 1 | 1 | 1 | 1 | 1 | 1 | 1 | 1 | 1 | 1 | 1 | 1 | 1 | 1 | 1 | 1 | 1 | 1 | 1 | 1 | 1 | 1 | 1 | 1 | 1 | 1 | 1 | 1 | 1 | 1 | 1 | 1 | 1 | 1 | 1 | 1 | 1 | 1 | 1 | 1 | 1 | 1 | 1 | 1 | 1 | 1 | 1 | 1 | 1 | 1 | 1 | 1 | 0 | 0 | 0 | 0 | 0 | 0 | 0 | 0 | 0 | 0 | 0 | 0 | 0 | 0 | 0 | 0 | 0 | 0 | 0 | 0 | 0 | 0 | 0 | 0 | 0 | 0 | 0 | 0 | 0 | 0 | 0 | 0 | 0 | 0 | 0 | 0 | 0 | 0 | 0 | 0 | 0 | 0 | 0 | 0 | 0 | 0 | 0 | 0 | 0 | 0 | 0 | 0 | 0 | 0 | 0 | 0 | 0 | 0 | 0 | 0 | 0 | 0 | 0 | 0 | 0 | 0 | 0 | 0 | 0 | 0 | 0 | 0 | 0 | 0 | 0 | 0 | 0 | 0 | 0 | 0 | 0 | 0 | 0 | 0 | 0 | 0 | 0 | 0 | 0 | 0 | 0 | 0 | 0 | 0 | 0 | 0 | 0 | 0 | 0 | 0 | 0 | 0 | 0 | 0 | 0 | 0 | 0 | 0 | 0 | 0 | 0 | 0 | 0 | 0 | 0 | 0 | 0 | 0 | 0 | 0 | 0 | 0 | 0 | 0 | 0 | 0 | 0 | 0 | 0 | 0 | 0 | 0 | 0 | 0 | 0 | 0 | 0 | 0 | 0 | 0 | 0 | 0 | 0 | 0 | 0 | 0 | 0 | 0 | 0 | 0 | 0 | 0 | 0 | 0 | 0 | 0 | 0 | 0 | 0 | 0 | 0 | 0 | 0 | 0 | 0 | 0 | 0 | 0 | 0 | 0 | 0 | 0 | 0 | 0 | 0 | 0 | 0 | 0 | 0 | 0 | 0 | 0 | 0 | 0 | 0 | 0 | 0 | 0 | 0 | 0 | 0 | 0 | 0 | 0 | 0 | 0 | 0 | 0 | 0 | 0 | 0 | 0 | 0 | 0 | 0 | 0 | 0 | 0 | 0 | 0 | 0 | 0 | 0 | 0 | 0 | 0 | 0 | 0 | 0 | 0 | 0 | 0 | 0 | 0 | 0 | 0 | 0 | 0 | 0 | 0 | 0 | 0 | 0 | 0 | 0 | 0 | 0 | 0 | 0 | 0 | 0 | 0 | 0 | 0 | 0 | 0 | 0 | 0 | 0 | 0 | 0 | 0 | 0 | 0 | 0 | 0 | 0 | 0 | 0 | 0 | 0 | 0 | 0 | 0 | 0 | 0 | 0 | 0 | 0 | 0 | 0 | 0 | 0 | 0 | 0 | 0 | 0 | 0 | 0 | 0 | 0 | 0 | 0 | 0 | 0 | 0 | 0 | 0 | 0 | 0 | 0 | 0 | 0 | 0 | 0 | 0 | 0 | 0 | 0 | 0 | 0 | 0 | 0 | 0 | 0 | 0 | 0 | 0
T&D Flag |  | 0 | 0 | 0 | 0 | 0 | 0 | 0 | 0 | 0 | 0 | 0 | 0 | 0 | 0 | 0 | 0 | 0 | 0 | 0 | 0 | 0 | 0 | 0 | 0 | 0 | 0 | 0 | 0 | 0 | 0 | 0 | 0 | 0 | 0 | 0 | 0 | 0 | 0 | 0 | 0 | 0 | 0 | 0 | 0 | 0 | 0 | 0 | 0 | 0 | 0 | 0 | 0 | 0 | 0 | 0 | 0 | 0 | 0 | 0 | 0 | 0 | 0 | 0 | 0 | 0 | 0 | 0 | 0 | 0 | 0 | 0 | 0 | 1 | 1 | 1 | 1 | 1 | 1 | 1 | 1 | 1 | 1 | 1 | 1 | 1 | 1 | 1 | 1 | 1 | 1 | 1 | 1 | 1 | 1 | 1 | 1 | 0 | 0 | 0 | 0 | 0 | 0 | 0 | 0 | 0 | 0 | 0 | 0 | 0 | 0 | 0 | 0 | 0 | 0 | 0 | 0 | 0 | 0 | 0 | 0 | 0 | 0 | 0 | 0 | 0 | 0 | 0 | 0 | 0 | 0 | 0 | 0 | 0 | 0 | 0 | 0 | 0 | 0 | 0 | 0 | 0 | 0 | 0 | 0 | 0 | 0 | 0 | 0 | 0 | 0 | 0 | 0 | 0 | 0 | 0 | 0 | 0 | 0 | 0 | 0 | 0 | 0 | 0 | 0 | 0 | 0 | 0 | 0 | 0 | 0 | 0 | 0 | 0 | 0 | 0 | 0 | 0 | 0 | 0 | 0 | 0 | 0 | 0 | 0 | 0 | 0 | 0 | 0 | 0 | 0 | 0 | 0 | 0 | 0 | 0 | 0 | 0 | 0 | 0 | 0 | 0 | 0 | 0 | 0 | 0 | 0 | 0 | 0 | 0 | 0 | 0 | 0 | 0 | 0 | 0 | 0 | 0 | 0 | 0 | 0 | 0 | 0 | 0 | 0 | 0 | 0 | 0 | 0 | 0 | 0 | 0 | 0 | 0 | 0 | 0 | 0 | 0 | 0 | 0 | 0 | 0 | 0 | 0 | 0 | 0 | 0 | 0 | 0 | 0 | 0 | 0 | 0 | 0 | 0 | 0 | 0 | 0 | 0 | 0 | 0 | 0 | 0 | 0 | 0 | 0 | 0 | 0 | 0 | 0 | 0 | 0 | 0 | 0 | 0 | 0 | 0 | 0 | 0 | 0 | 0 | 0 | 0 | 0 | 0 | 0 | 0 | 0 | 0 | 0 | 0 | 0 | 0 | 0 | 0 | 0 | 0 | 0 | 0 | 0 | 0 | 0 | 0 | 0 | 0 | 0 | 0 | 0 | 0 | 0 | 0 | 0 | 0 | 0 | 0 | 0 | 0 | 0 | 0 | 0 | 0 | 0 | 0 | 0 | 0 | 0 | 0 | 0 | 0 | 0 | 0 | 0 | 0 | 0 | 0 | 0 | 0 | 0 | 0 | 0 | 0 | 0 | 0 | 0 | 0 | 0 | 0 | 0 | 0 | 0 | 0 | 0 | 0 | 0 | 0 | 0 | 0 | 0 | 0 | 0 | 0 | 0 | 0 | 0 | 0 | 0 | 0 | 0 | 0 | 0 | 0 | 0 | 0 | 0 | 0 | 0 | 0 | 0 | 0 | 0 | 0
Nominal Site Capacity - kW (0) |  | 11.5 | 11.5 | 11.5 | 11.5 | 11.5 | 11.5 | 11.5 | 11.5 | 11.5 | 11.5 | 11.5 | 11.5 | 11.5 | 11.5 | 11.5 | 11.5 | 11.5 | 11.5 | 11.5 | 11.5 | 11.5 | 11.5 | 11.5 | 11.5 | 11.5 | 11.5 | 11.5 | 11.5 | 11.5 | 11.5 | 11.5 | 11.5 | 11.5 | 11.5 | 11.5 | 11.5 | 11.5 | 11.5 | 11.5 | 11.5 | 11.5 | 11.5 | 11.5 | 11.5 | 11.5 | 11.5 | 11.5 | 11.5 | 11.5 | 11.5 | 11.5 | 11.5 | 11.5 | 11.5 | 11.5 | 11.5 | 11.5 | 11.5 | 11.5 | 11.5 | 11.5 | 11.5 | 11.5 | 11.5 | 11.5 | 11.5 | 11.5 | 11.5 | 11.5 | 11.5 | 11.5 | 11.5 | 11.5 | 11.5 | 11.5 | 11.5 | 11.5 | 11.5 | 11.5 | 11.5 | 11.5 | 11.5 | 11.5 | 11.5 | 11.5 | 11.5 | 11.5 | 11.5 | 11.5 | 11.5 | 11.5 | 11.5 | 11.5 | 11.5 | 11.5 | 11.5 | 11.5 | 11.5 | 11.5 | 11.5 | 11.5 | 11.5 | 11.5 | 11.5 | 11.5 | 11.5 | 11.5 | 11.5 | 11.5 | 11.5 | 11.5 | 11.5 | 11.5 | 11.5 | 11.5 | 11.5 | 11.5 | 11.5 | 11.5 | 11.5 | 11.385 | 11.385 | 11.385 | 11.385 | 11.385 | 11.385 | 11.385 | 11.385 | 11.385 | 11.385 | 11.385 | 11.385 | 11.27 | 11.27 | 11.27 | 11.27 | 11.27 | 11.27 | 11.27 | 11.27 | 11.27 | 11.27 | 11.27 | 11.27 | 11.155 | 11.155 | 11.155 | 11.155 | 11.155 | 11.155 | 11.155 | 11.155 | 11.155 | 11.155 | 11.155 | 11.155 | 10.81 | 10.81 | 10.81 | 10.81 | 10.81 | 10.81 | 10.81 | 10.81 | 10.81 | 10.81 | 10.81 | 10.81 | 10.465 | 10.465 | 10.465 | 10.465 | 10.465 | 10.465 | 10.465 | 10.465 | 10.465 | 10.465 | 10.465 | 10.465 | 9.89 | 9.89 | 9.89 | 9.89 | 9.89 | 9.89 | 9.89 | 9.89 | 9.89 | 9.89 | 9.89 | 9.89 | 8.625 | 8.625 | 8.625 | 8.625 | 8.625 | 8.625 | 8.625 | 8.625 | 8.625 | 8.625 | 8.625 | 8.625 | 6.325 | 6.325 | 6.325 | 6.325 | 6.325 | 6.325 | 6.325 | 6.325 | 6.325 | 6.325 | 6.325 | 6.325 | 3.45 | 3.45 | 3.45 | 3.45 | 3.45 | 3.45 | 3.45 | 3.45 | 3.45 | 3.45 | 3.45 | 3.45 | 0 | 0 | 0 | 0 | 0 | 0 | 0 | 0 | 0 | 0 | 0 | 0 | 0 | 0 | 0 | 0 | 0 | 0 | 0 | 0 | 0 | 0 | 0 | 0 | 0 | 0 | 0 | 0 | 0 | 0 | 0 | 0 | 0 | 0 | 0 | 0 | 0 | 0 | 0 | 0 | 0 | 0 | 0 | 0 | 0 | 0 | 0 | 0 | 0 | 0 | 0 | 0 | 0 | 0 | 0 | 0 | 0 | 0 | 0 | 0 | 0 | 0 | 0 | 0 | 0 | 0 | 0 | 0 | 0 | 0 | 0 | 0 | 0 | 0 | 0 | 0 | 0 | 0 | 0 | 0 | 0 | 0 | 0 | 0 | 0 | 0 | 0 | 0 | 0 | 0 | 0 | 0 | 0 | 0 | 0 | 0 | 0 | 0 | 0 | 0 | 0 | 0 | 0 | 0 | 0 | 0 | 0 | 0 | 0 | 0 | 0 | 0 | 0 | 0 | 0 | 0 | 0 | 0 | 0 | 0 | 0 | 0 | 0 | 0 | 0 | 0 | 0 | 0 | 0 | 0 | 0 | 0 | 0 | 0 | 0 | 0 | 0 | 0 | 0 | 0 | 0 | 0 | 0 | 0 | 0 | 0 | 0 | 0 | 0 | 0 | 0 | 0
Capacity Volume (1) |  | 0 | 0 | 0 | 0 | 0 | 0 | 0 | 10.5 | 0 | 0 | 0 | 0 | 0 | 0 | 0 | 0 | 0 | 0 | 0 | 10.5 | 0 | 0 | 0 | 0 | 0 | 0 | 0 | 0 | 0 | 0 | 0 | 10.4 | 0 | 0 | 0 | 0 | 0 | 0 | 0 | 0 | 0 | 0 | 0 | 10.4 | 0 | 0 | 0 | 0 | 0 | 0 | 0 | 0 | 0 | 0 | 0 | 10.4 | 0 | 0 | 0 | 0 | 0 | 0 | 0 | 0 | 0 | 0 | 0 | 10.4 | 0 | 0 | 0 | 0 | 0 | 0 | 0 | 0 | 0 | 0 | 0 | 10.3 | 0 | 0 | 0 | 0 | 0 | 0 | 0 | 0 | 0 | 0 | 0 | 10.3 | 0 | 0 | 0 | 0 | 0 | 0 | 0 | 0 | 0 | 0 | 0 | 10.2 | 0 | 0 | 0 | 0 | 0 | 0 | 0 | 0 | 0 | 0 | 0 | 10.2 | 0 | 0 | 0 | 0 | 0 | 0 | 0 | 0 | 0 | 0 | 0 | 10 | 0 | 0 | 0 | 0 | 0 | 0 | 0 | 0 | 0 | 0 | 0 | 9.8 | 0 | 0 | 0 | 0 | 0 | 0 | 0 | 0 | 0 | 0 | 0 | 9.7 | 0 | 0 | 0 | 0 | 0 | 0 | 0 | 0 | 0 | 0 | 0 | 9.3 | 0 | 0 | 0 | 0 | 0 | 0 | 0 | 0 | 0 | 0 | 0 | 9 | 0 | 0 | 0 | 0 | 0 | 0 | 0 | 0 | 0 | 0 | 0 | 8.5 | 0 | 0 | 0 | 0 | 0 | 0 | 0 | 0 | 0 | 0 | 0 | 7.3 | 0 | 0 | 0 | 0 | 0 | 0 | 0 | 0 | 0 | 0 | 0 | 5.4 | 0 | 0 | 0 | 0 | 0 | 0 | 0 | 0 | 0 | 0 | 0 | 2.9 | 0 | 0 | 0 | 0 | 0 | 0 | 0 | 0 | 0 | 0 | 0 | 0 | 0 | 0 | 0 | 0 | 0 | 0 | 0 | 0 | 0 | 0 | 0 | 0 | 0 | 0 | 0 | 0 | 0 | 0 | 0 | 0 | 0 | 0 | 0 | 0 | 0 | 0 | 0 | 0 | 0 | 0 | 0 | 0 | 0 | 0 | 0 | 0 | 0 | 0 | 0 | 0 | 0 | 0 | 0 | 0 | 0 | 0 | 0 | 0 | 0 | 0 | 0 | 0 | 0 | 0 | 0 | 0 | 0 | 0 | 0 | 0 | 0 | 0 | 0 | 0 | 0 | 0 | 0 | 0 | 0 | 0 | 0 | 0 | 0 | 0 | 0 | 0 | 0 | 0 | 0 | 0 | 0 | 0 | 0 | 0 | 0 | 0 | 0 | 0 | 0 | 0 | 0 | 0 | 0 | 0 | 0 | 0 | 0 | 0 | 0 | 0 | 0 | 0 | 0 | 0 | 0 | 0 | 0 | 0 | 0 | 0 | 0 | 0 | 0 | 0 | 0 | 0 | 0 | 0 | 0 | 0 | 0 | 0 | 0 | 0 | 0 | 0 | 0 | 0 | 0 | 0 | 0 | 0 | 0 | 0 | 0 | 0 | 0 | 0 | 0 | 0 | 0 | 0 | 0 | 0
RNS Volume (1) |  | 10.5 | 10.5 | 10.5 | 10.5 | 10.5 | 10.5 | 10.5 | 10.5 | 10.5 | 10.5 | 10.5 | 10.5 | 10.5 | 10.5 | 10.5 | 10.5 | 10.5 | 10.5 | 10.5 | 10.5 | 10.5 | 10.5 | 10.5 | 10.5 | 10.4 | 10.4 | 10.4 | 10.4 | 10.4 | 10.4 | 10.4 | 10.4 | 10.4 | 10.4 | 10.4 | 10.4 | 10.4 | 10.4 | 10.4 | 10.4 | 10.4 | 10.4 | 10.4 | 10.4 | 10.4 | 10.4 | 10.4 | 10.4 | 10.4 | 10.4 | 10.4 | 10.4 | 10.4 | 10.4 | 10.4 | 10.4 | 10.4 | 10.4 | 10.4 | 10.4 | 10.4 | 10.4 | 10.4 | 10.4 | 10.4 | 10.4 | 10.4 | 10.4 | 10.4 | 10.4 | 10.4 | 10.4 | 10.3 | 10.3 | 10.3 | 10.3 | 10.3 | 10.3 | 10.3 | 10.3 | 10.3 | 10.3 | 10.3 | 10.3 | 10.3 | 10.3 | 10.3 | 10.3 | 10.3 | 10.3 | 10.3 | 10.3 | 10.3 | 10.3 | 10.3 | 10.3 | 10.2 | 10.2 | 10.2 | 10.2 | 10.2 | 10.2 | 10.2 | 10.2 | 10.2 | 10.2 | 10.2 | 10.2 | 10.2 | 10.2 | 10.2 | 10.2 | 10.2 | 10.2 | 10.2 | 10.2 | 10.2 | 10.2 | 10.2 | 10.2 | 10 | 10 | 10 | 10 | 10 | 10 | 10 | 10 | 10 | 10 | 10 | 10 | 9.8 | 9.8 | 9.8 | 9.8 | 9.8 | 9.8 | 9.8 | 9.8 | 9.8 | 9.8 | 9.8 | 9.8 | 9.7 | 9.7 | 9.7 | 9.7 | 9.7 | 9.7 | 9.7 | 9.7 | 9.7 | 9.7 | 9.7 | 9.7 | 9.3 | 9.3 | 9.3 | 9.3 | 9.3 | 9.3 | 9.3 | 9.3 | 9.3 | 9.3 | 9.3 | 9.3 | 9 | 9 | 9 | 9 | 9 | 9 | 9 | 9 | 9 | 9 | 9 | 9 | 8.5 | 8.5 | 8.5 | 8.5 | 8.5 | 8.5 | 8.5 | 8.5 | 8.5 | 8.5 | 8.5 | 8.5 | 7.3 | 7.3 | 7.3 | 7.3 | 7.3 | 7.3 | 7.3 | 7.3 | 7.3 | 7.3 | 7.3 | 7.3 | 5.4 | 5.4 | 5.4 | 5.4 | 5.4 | 5.4 | 5.4 | 5.4 | 5.4 | 5.4 | 5.4 | 5.4 | 2.9 | 2.9 | 2.9 | 2.9 | 2.9 | 2.9 | 2.9 | 2.9 | 2.9 | 2.9 | 2.9 | 2.9 | 0 | 0 | 0 | 0 | 0 | 0 | 0 | 0 | 0 | 0 | 0 | 0 | 0 | 0 | 0 | 0 | 0 | 0 | 0 | 0 | 0 | 0 | 0 | 0 | 0 | 0 | 0 | 0 | 0 | 0 | 0 | 0 | 0 | 0 | 0 | 0 | 0 | 0 | 0 | 0 | 0 | 0 | 0 | 0 | 0 | 0 | 0 | 0 | 0 | 0 | 0 | 0 | 0 | 0 | 0 | 0 | 0 | 0 | 0 | 0 | 0 | 0 | 0 | 0 | 0 | 0 | 0 | 0 | 0 | 0 | 0 | 0 | 0 | 0 | 0 | 0 | 0 | 0 | 0 | 0 | 0 | 0 | 0 | 0 | 0 | 0 | 0 | 0 | 0 | 0 | 0 | 0 | 0 | 0 | 0 | 0 | 0 | 0 | 0 | 0 | 0 | 0 | 0 | 0 | 0 | 0 | 0 | 0 | 0 | 0 | 0 | 0 | 0 | 0 | 0 | 0 | 0 | 0 | 0 | 0 | 0 | 0 | 0 | 0 | 0 | 0 | 0 | 0 | 0 | 0 | 0 | 0 | 0 | 0 | 0 | 0 | 0 | 0 | 0 | 0 | 0 | 0 | 0 | 0 | 0 | 0 | 0 | 0 | 0 | 0 | 0 | 0
Reserve Margin |  | 35% | 35% | 35% | 35% | 35% | 35% | 35% | 35% | 35% | 35% | 35% | 35% | 35% | 35% | 35% | 35% | 35% | 35% | 35% | 35% | 35% | 35% | 35% | 35% | 35% | 35% | 35% | 35% | 35% | 35% | 35% | 35% | 35% | 35% | 35% | 35% | 35% | 35% | 35% | 35% | 35% | 35% | 35% | 35% | 35% | 35% | 35% | 35% | 35% | 35% | 35% | 35% | 35% | 35% | 35% | 35% | 35% | 35% | 35% | 35% | 35% | 35% | 35% | 35% | 35% | 35% | 35% | 35% | 35% | 35% | 35% | 35% | 35% | 35% | 35% | 35% | 35% | 35% | 35% | 35% | 35% | 35% | 35% | 35% | 35% | 35% | 35% | 35% | 35% | 35% | 35% | 35% | 35% | 35% | 35% | 35% | 35% | 35% | 35% | 35% | 35% | 35% | 35% | 35% | 35% | 35% | 35% | 35% | 35% | 35% | 35% | 35% | 35% | 35% | 35% | 35% | 35% | 35% | 35% | 35% | 35% | 35% | 35% | 35% | 35% | 35% | 35% | 35% | 35% | 35% | 35% | 35% | 35% | 35% | 35% | 35% | 35% | 35% | 35% | 35% | 35% | 35% | 35% | 35% | 35% | 35% | 35% | 35% | 35% | 35% | 35% | 35% | 35% | 35% | 35% | 35% | 35% | 35% | 35% | 35% | 35% | 35% | 35% | 35% | 35% | 35% | 35% | 35% | 35% | 35% | 35% | 35% | 35% | 35% | 35% | 35% | 35% | 35% | 35% | 35% | 35% | 35% | 35% | 35% | 35% | 35% | 35% | 35% | 35% | 35% | 35% | 35% | 35% | 35% | 35% | 35% | 35% | 35% | 35% | 35% | 35% | 35% | 35% | 35% | 35% | 35% | 35% | 35% | 35% | 35% | 35% | 35% | 35% | 35% | 35% | 35% | 35% | 35% | 35% | 35% | 35% | 35% | 35% | 35% | 35% | 35% | 35% | 35% | 35% | 35% | 35% | 35% | 35% | 35% | 35% | 35% | 35% | 35% | 35% | 35% | 35% | 35% | 35% | 35% | 35% | 35% | 35% | 35% | 35% | 35% | 35% | 35% | 35% | 35% | 35% | 35% | 35% | 35% | 35% | 35% | 35% | 35% | 35% | 35% | 35% | 35% | 35% | 35% | 35% | 35% | 35% | 35% | 35% | 35% | 35% | 35% | 35% | 35% | 35% | 35% | 35% | 35% | 35% | 35% | 35% | 35% | 35% | 35% | 35% | 35% | 35% | 35% | 35% | 35% | 35% | 35% | 35% | 35% | 35% | 35% | 35% | 35% | 35% | 35% | 35% | 35% | 35% | 35% | 35% | 35% | 35% | 35% | 35% | 35% | 35% | 35% | 35% | 35% | 35% | 35% | 35% | 35% | 35% | 35% | 35% | 35% | 35% | 35% | 35% | 35% | 35% | 35% | 35% | 35% | 35% | 35% | 35% | 35% | 35% | 35% | 35% | 35% | 35% | 35% | 35% | 35% | 35% | 35% | 35% | 35% | 35% | 35% | 35% | 35% | 35% | 35% | 35% | 35% | 35% | 35% | 35% | 35% | 35% | 35% | 35% | 35% | 35% | 35% | 35% | 35% | 35% | 35% | 35% | 35% | 35% | 35% | 35% | 35% | 35% | 35%
Marginal Losses |  | 6.75% | 6.75% | 6.75% | 6.75% | 6.75% | 6.75% | 6.75% | 6.75% | 6.75% | 6.75% | 6.75% | 6.75% | 6.75% | 6.75% | 6.75% | 6.75% | 6.75% | 6.75% | 6.75% | 6.75% | 6.75% | 6.75% | 6.75% | 6.75% | 6.75% | 6.75% | 6.75% | 6.75% | 6.75% | 6.75% | 6.75% | 6.75% | 6.75% | 6.75% | 6.75% | 6.75% | 6.75% | 6.75% | 6.75% | 6.75% | 6.75% | 6.75% | 6.75% | 6.75% | 6.75% | 6.75% | 6.75% | 6.75% | 6.75% | 6.75% | 6.75% | 6.75% | 6.75% | 6.75% | 6.75% | 6.75% | 6.75% | 6.75% | 6.75% | 6.75% | 6.75% | 6.75% | 6.75% | 6.75% | 6.75% | 6.75% | 6.75% | 6.75% | 6.75% | 6.75% | 6.75% | 6.75% | 6.75% | 6.75% | 6.75% | 6.75% | 6.75% | 6.75% | 6.75% | 6.75% | 6.75% | 6.75% | 6.75% | 6.75% | 6.75% | 6.75% | 6.75% | 6.75% | 6.75% | 6.75% | 6.75% | 6.75% | 6.75% | 6.75% | 6.75% | 6.75% | 6.75% | 6.75% | 6.75% | 6.75% | 6.75% | 6.75% | 6.75% | 6.75% | 6.75% | 6.75% | 6.75% | 6.75% | 6.75% | 6.75% | 6.75% | 6.75% | 6.75% | 6.75% | 6.75% | 6.75% | 6.75% | 6.75% | 6.75% | 6.75% | 6.75% | 6.75% | 6.75% | 6.75% | 6.75% | 6.75% | 6.75% | 6.75% | 6.75% | 6.75% | 6.75% | 6.75% | 6.75% | 6.75% | 6.75% | 6.75% | 6.75% | 6.75% | 6.75% | 6.75% | 6.75% | 6.75% | 6.75% | 6.75% | 6.75% | 6.75% | 6.75% | 6.75% | 6.75% | 6.75% | 6.75% | 6.75% | 6.75% | 6.75% | 6.75% | 6.75% | 6.75% | 6.75% | 6.75% | 6.75% | 6.75% | 6.75% | 6.75% | 6.75% | 6.75% | 6.75% | 6.75% | 6.75% | 6.75% | 6.75% | 6.75% | 6.75% | 6.75% | 6.75% | 6.75% | 6.75% | 6.75% | 6.75% | 6.75% | 6.75% | 6.75% | 6.75% | 6.75% | 6.75% | 6.75% | 6.75% | 6.75% | 6.75% | 6.75% | 6.75% | 6.75% | 6.75% | 6.75% | 6.75% | 6.75% | 6.75% | 6.75% | 6.75% | 6.75% | 6.75% | 6.75% | 6.75% | 6.75% | 6.75% | 6.75% | 6.75% | 6.75% | 6.75% | 6.75% | 6.75% | 6.75% | 6.75% | 6.75% | 6.75% | 6.75% | 6.75% | 6.75% | 6.75% | 6.75% | 6.75% | 6.75% | 6.75% | 6.75% | 6.75% | 6.75% | 6.75% | 6.75% | 6.75% | 6.75% | 6.75% | 6.75% | 6.75% | 6.75% | 6.75% | 6.75% | 6.75% | 6.75% | 6.75% | 6.75% | 6.75% | 6.75% | 6.75% | 6.75% | 6.75% | 6.75% | 6.75% | 6.75% | 6.75% | 6.75% | 6.75% | 6.75% | 6.75% | 6.75% | 6.75% | 6.75% | 6.75% | 6.75% | 6.75% | 6.75% | 6.75% | 6.75% | 6.75% | 6.75% | 6.75% | 6.75% | 6.75% | 6.75% | 6.75% | 6.75% | 6.75% | 6.75% | 6.75% | 6.75% | 6.75% | 6.75% | 6.75% | 6.75% | 6.75% | 6.75% | 6.75% | 6.75% | 6.75% | 6.75% | 6.75% | 6.75% | 6.75% | 6.75% | 6.75% | 6.75% | 6.75% | 6.75% | 6.75% | 6.75% | 6.75% | 6.75% | 6.75% | 6.75% | 6.75% | 6.75% | 6.75% | 6.75% | 6.75% | 6.75% | 6.75% | 6.75% | 6.75% | 6.75% | 6.75% | 6.75% | 6.75% | 6.75% | 6.75% | 6.75% | 6.75% | 6.75% | 6.75% | 6.75% | 6.75% | 6.75% | 6.75% | 6.75% | 6.75% | 6.75% | 6.75% | 6.75% | 6.75% | 6.75% | 6.75% | 6.75% | 6.75% | 6.75% | 6.75% | 6.75% | 6.75% | 6.75% | 6.75% | 6.75% | 6.75% | 6.75% | 6.75% | 6.75% | 6.75% | 6.75% | 6.75% | 6.75% | 6.75% | 6.75% | 6.75% | 6.75% | 6.75% | 6.75% | 6.75% | 6.75% | 6.75% | 6.75% | 6.75% | 6.75% | 6.75% | 6.75% | 6.75% | 6.75% | 6.75% | 6.75% | 6.75% | 6.75% | 6.75% | 6.75% | 6.75% | 6.75% | 6.75% | 6.75% | 6.75% | 6.75% | 6.75% | 6.75% | 6.75% | 6.75% | 6.75% | 6.75% | 6.75%
[382 empty] | Month | Year | Beginning | Ending | Volume
Adjusted Capacity Volume (2) |  | 0 | 0 | 0 | 0 | 0 | 9.917 | 9.917 | 9.917 | 9.917 | 9.917 | 9.917 | 9.917 | 9.396 | 9.396 | 9.396 | 9.396 | 9.396 | 9.396 | 9.396 | 9.396 | 9.396 | 9.396 | 9.396 | 9.396 | 8.903 | 8.903 | 8.903 | 8.903 | 8.903 | 8.818 | 8.818 | 8.818 | 8.818 | 8.818 | 8.818 | 8.818 | 8.355 | 8.355 | 8.355 | 8.355 | 8.355 | 8.355 | 8.355 | 8.355 | 8.355 | 8.355 | 8.355 | 8.355 | 7.916 | 7.916 | 7.916 | 7.916 | 7.916 | 7.916 | 7.916 | 7.916 | 7.916 | 7.916 | 7.916 | 7.916 | 7.501 | 7.501 | 7.501 | 7.501 | 7.501 | 7.501 | 7.501 | 7.501 | 7.501 | 7.501 | 7.501 | 7.501 | 7.107 | 7.107 | 7.107 | 7.107 | 7.107 | 7.039 | 7.039 | 7.039 | 7.039 | 7.039 | 7.039 | 7.039 | 6.669 | 6.669 | 6.669 | 6.669 | 6.669 | 6.669 | 6.669 | 6.669 | 6.669 | 6.669 | 6.669 | 6.669 | 6.319 | 6.319 | 6.319 | 6.319 | 6.319 | 6.258 | 6.258 | 6.258 | 6.258 | 6.258 | 6.258 | 6.258 | 5.929 | 5.929 | 5.929 | 5.929 | 5.929 | 5.929 | 5.929 | 5.929 | 5.929 | 5.929 | 5.929 | 5.929 | 5.618 | 5.618 | 5.618 | 5.618 | 5.618 | 5.508 | 5.508 | 5.508 | 5.508 | 5.508 | 5.508 | 5.508 | 5.219 | 5.219 | 5.219 | 5.219 | 5.219 | 5.114 | 5.114 | 5.114 | 5.114 | 5.114 | 5.114 | 5.114 | 4.846 | 4.846 | 4.846 | 4.846 | 4.846 | 4.796 | 4.796 | 4.796 | 4.796 | 4.796 | 4.796 | 4.796 | 4.544 | 4.544 | 4.544 | 4.544 | 4.544 | 4.357 | 4.357 | 4.357 | 4.357 | 4.357 | 4.357 | 4.357 | 4.128 | 4.128 | 4.128 | 4.128 | 4.128 | 3.995 | 3.995 | 3.995 | 3.995 | 3.995 | 3.995 | 3.995 | 3.785 | 3.785 | 3.785 | 3.785 | 3.785 | 3.575 | 3.575 | 3.575 | 3.575 | 3.575 | 3.575 | 3.575 | 3.387 | 3.387 | 3.387 | 3.387 | 3.387 | 2.909 | 2.909 | 2.909 | 2.909 | 2.909 | 2.909 | 2.909 | 2.756 | 2.756 | 2.756 | 2.756 | 2.756 | 2.039 | 2.039 | 2.039 | 2.039 | 2.039 | 2.039 | 2.039 | 1.932 | 1.932 | 1.932 | 1.932 | 1.932 | 1.038 | 1.038 | 1.038 | 1.038 | 1.038 | 1.038 | 1.038 | 0.983 | 0.983 | 0.983 | 0.983 | 0.983 | 0 | 0 | 0 | 0 | 0 | 0 | 0 | 0 | 0 | 0 | 0 | 0 | 0 | 0 | 0 | 0 | 0 | 0 | 0 | 0 | 0 | 0 | 0 | 0 | 0 | 0 | 0 | 0 | 0 | 0 | 0 | 0 | 0 | 0 | 0 | 0 | 0 | 0 | 0 | 0 | 0 | 0 | 0 | 0 | 0 | 0 | 0 | 0 | 0 | 0 | 0 | 0 | 0 | 0 | 0 | 0 | 0 | 0 | 0 | 0 | 0 | 0 | 0 | 0 | 0 | 0 | 0 | 0 | 0 | 0 | 0 | 0 | 0 | 0 | 0 | 0 | 0 | 0 | 0 | 0 | 0 | 0 | 0 | 0 | 0 | 0 | 0 | 0 | 0 | 0 | 0 | 0 | 0 | 0 | 0 | 0 | 0 | 0 | 0 | 0 | 0 | 0 | 0 | 0 | 0 | 0 | 0 | 0 | 0 | 0 | 0 | 0 | 0 | 0 | 0 | 0 | 0 | 0 | 0 | 0 | 0 | 0 | 0 | 0 | 0 | 0 | 0 | 0 | 0 | 0 | 0 | 0 | 0 | 0 | 0 | 0 | 0 | 0 | 0 | 0 | 0 | 0 | 0 | 0 | 0 | 0 | 0 | 8 | 2025 | 2025-06-01 | 2026-05-31 | 0
Adjusted RNS Volume (2) |  | 0 | 6.074 | 6.074 | 6.074 | 6.074 | 6.074 | 6.074 | 6.074 | 6.074 | 6.074 | 6.074 | 6.074 | 5.724 | 5.724 | 5.724 | 5.724 | 5.724 | 5.724 | 5.724 | 5.724 | 5.724 | 5.724 | 5.724 | 5.724 | 5.395 | 5.344 | 5.344 | 5.344 | 5.344 | 5.344 | 5.344 | 5.344 | 5.344 | 5.344 | 5.344 | 5.344 | 5.037 | 5.037 | 5.037 | 5.037 | 5.037 | 5.037 | 5.037 | 5.037 | 5.037 | 5.037 | 5.037 | 5.037 | 4.747 | 4.747 | 4.747 | 4.747 | 4.747 | 4.747 | 4.747 | 4.747 | 4.747 | 4.747 | 4.747 | 4.747 | 4.474 | 4.474 | 4.474 | 4.474 | 4.474 | 4.474 | 4.474 | 4.474 | 4.474 | 4.474 | 4.474 | 4.474 | 4.217 | 4.176 | 4.176 | 4.176 | 4.176 | 4.176 | 4.176 | 4.176 | 4.176 | 4.176 | 4.176 | 4.176 | 3.936 | 3.936 | 3.936 | 3.936 | 3.936 | 3.936 | 3.936 | 3.936 | 3.936 | 3.936 | 3.936 | 3.936 | 3.71 | 3.674 | 3.674 | 3.674 | 3.674 | 3.674 | 3.674 | 3.674 | 3.674 | 3.674 | 3.674 | 3.674 | 3.463 | 3.463 | 3.463 | 3.463 | 3.463 | 3.463 | 3.463 | 3.463 | 3.463 | 3.463 | 3.463 | 3.463 | 3.263 | 3.199 | 3.199 | 3.199 | 3.199 | 3.199 | 3.199 | 3.199 | 3.199 | 3.199 | 3.199 | 3.199 | 3.015 | 2.955 | 2.955 | 2.955 | 2.955 | 2.955 | 2.955 | 2.955 | 2.955 | 2.955 | 2.955 | 2.955 | 2.785 | 2.757 | 2.757 | 2.757 | 2.757 | 2.757 | 2.757 | 2.757 | 2.757 | 2.757 | 2.757 | 2.757 | 2.598 | 2.491 | 2.491 | 2.491 | 2.491 | 2.491 | 2.491 | 2.491 | 2.491 | 2.491 | 2.491 | 2.491 | 2.348 | 2.272 | 2.272 | 2.272 | 2.272 | 2.272 | 2.272 | 2.272 | 2.272 | 2.272 | 2.272 | 2.272 | 2.142 | 2.023 | 2.023 | 2.023 | 2.023 | 2.023 | 2.023 | 2.023 | 2.023 | 2.023 | 2.023 | 2.023 | 1.906 | 1.637 | 1.637 | 1.637 | 1.637 | 1.637 | 1.637 | 1.637 | 1.637 | 1.637 | 1.637 | 1.637 | 1.543 | 1.141 | 1.141 | 1.141 | 1.141 | 1.141 | 1.141 | 1.141 | 1.141 | 1.141 | 1.141 | 1.141 | 1.076 | 0.578 | 0.578 | 0.578 | 0.578 | 0.578 | 0.578 | 0.578 | 0.578 | 0.578 | 0.578 | 0.578 | 0.545 | 0 | 0 | 0 | 0 | 0 | 0 | 0 | 0 | 0 | 0 | 0 | 0 | 0 | 0 | 0 | 0 | 0 | 0 | 0 | 0 | 0 | 0 | 0 | 0 | 0 | 0 | 0 | 0 | 0 | 0 | 0 | 0 | 0 | 0 | 0 | 0 | 0 | 0 | 0 | 0 | 0 | 0 | 0 | 0 | 0 | 0 | 0 | 0 | 0 | 0 | 0 | 0 | 0 | 0 | 0 | 0 | 0 | 0 | 0 | 0 | 0 | 0 | 0 | 0 | 0 | 0 | 0 | 0 | 0 | 0 | 0 | 0 | 0 | 0 | 0 | 0 | 0 | 0 | 0 | 0 | 0 | 0 | 0 | 0 | 0 | 0 | 0 | 0 | 0 | 0 | 0 | 0 | 0 | 0 | 0 | 0 | 0 | 0 | 0 | 0 | 0 | 0 | 0 | 0 | 0 | 0 | 0 | 0 | 0 | 0 | 0 | 0 | 0 | 0 | 0 | 0 | 0 | 0 | 0 | 0 | 0 | 0 | 0 | 0 | 0 | 0 | 0 | 0 | 0 | 0 | 0 | 0 | 0 | 0 | 0 | 0 | 0 | 0 | 0 | 0 | 0 | 0 | 0 | 0 | 0 | 0 | 0 | 0 | 0 | 0 | 0 | 8 | 2026 | 2026-06-01 | 2027-05-31 | 0
[382 empty] | 8 | 2027 | 2027-06-01 | 2028-05-31 | 10.5
RNS Price - $/kW-month |  | 18.3578 | 18.4023 | 18.4023 | 18.4023 | 18.4023 | 18.4023 | 18.4023 | 18.4023 | 18.4023 | 18.4023 | 18.4023 | 18.4023 | 19.3023 | 19.3478 | 19.3478 | 19.3478 | 19.3478 | 19.3478 | 19.3478 | 19.3478 | 19.3478 | 19.3478 | 19.3478 | 19.3478 | 20.1678 | 20.2141 | 20.2141 | 20.2141 | 20.2141 | 20.2141 | 20.2141 | 20.2141 | 20.2141 | 20.2141 | 20.2141 | 20.2141 | 20.6641 | 20.7114 | 20.7114 | 20.7114 | 20.7114 | 20.7114 | 20.7114 | 20.7114 | 20.7114 | 20.7114 | 20.7114 | 20.7114 | 20.9814 | 21.0296 | 21.0296 | 21.0296 | 21.0296 | 21.0296 | 21.0296 | 21.0296 | 21.0296 | 21.0296 | 21.0296 | 21.0296 | 21.3096 | 21.3588 | 21.3588 | 21.3588 | 21.3588 | 21.3588 | 21.3588 | 21.3588 | 21.3588 | 21.3588 | 21.3588 | 21.3588 | 21.6488 | 21.699 | 21.699 | 21.699 | 21.699 | 21.699 | 21.699 | 21.699 | 21.699 | 21.699 | 21.699 | 21.699 | 21.979 | 22.0302 | 22.0302 | 22.0302 | 22.0302 | 22.0302 | 22.0302 | 22.0302 | 22.0302 | 22.0302 | 22.0302 | 22.0302 | 22.3202 | 22.3724 | 22.3724 | 22.3724 | 22.3724 | 22.3724 | 22.3724 | 22.3724 | 22.3724 | 22.3724 | 22.3724 | 22.3724 | 22.6724 | 22.7256 | 22.7256 | 22.7256 | 22.7256 | 22.7256 | 22.7256 | 22.7256 | 22.7256 | 22.7256 | 22.7256 | 22.7256 | 23.0256 | 23.0799 | 23.0799 | 23.0799 | 23.0799 | 23.0799 | 23.0799 | 23.0799 | 23.0799 | 23.0799 | 23.0799 | 23.0799 | 23.3799 | 23.4353 | 23.4353 | 23.4353 | 23.4353 | 23.4353 | 23.4353 | 23.4353 | 23.4353 | 23.4353 | 23.4353 | 23.4353 | 23.7453 | 23.8018 | 23.8018 | 23.8018 | 23.8018 | 23.8018 | 23.8018 | 23.8018 | 23.8018 | 23.8018 | 23.8018 | 23.8018 | 24.1218 | 24.1795 | 24.1795 | 24.1795 | 24.1795 | 24.1795 | 24.1795 | 24.1795 | 24.1795 | 24.1795 | 24.1795 | 24.1795 | 24.4895 | 24.5483 | 24.5483 | 24.5483 | 24.5483 | 24.5483 | 24.5483 | 24.5483 | 24.5483 | 24.5483 | 24.5483 | 24.5483 | 24.8783 | 24.9382 | 24.9382 | 24.9382 | 24.9382 | 24.9382 | 24.9382 | 24.9382 | 24.9382 | 24.9382 | 24.9382 | 24.9382 | 25.2682 | 25.3294 | 25.3294 | 25.3294 | 25.3294 | 25.3294 | 25.3294 | 25.3294 | 25.3294 | 25.3294 | 25.3294 | 25.3294 | 25.6594 | 25.7218 | 25.7218 | 25.7218 | 25.7218 | 25.7218 | 25.7218 | 25.7218 | 25.7218 | 25.7218 | 25.7218 | 25.7218 | 26.0618 | 26.1254 | 26.1254 | 26.1254 | 26.1254 | 26.1254 | 26.1254 | 26.1254 | 26.1254 | 26.1254 | 26.1254 | 26.1254 | 26.4654 | 26.5303 | 26.5303 | 26.5303 | 26.5303 | 26.5303 | 26.5303 | 26.5303 | 26.5303 | 26.5303 | 26.5303 | 26.5303 | 26.8803 | 26.9465 | 26.9465 | 26.9465 | 26.9465 | 26.9465 | 26.9465 | 26.9465 | 26.9465 | 26.9465 | 26.9465 | 26.9465 | 27.2965 | 27.3641 | 27.3641 | 27.3641 | 27.3641 | 27.3641 | 27.3641 | 27.3641 | 27.3641 | 27.3641 | 27.3641 | 27.3641 | 27.7241 | 27.7929 | 27.7929 | 27.7929 | 27.7929 | 27.7929 | 27.7929 | 27.7929 | 27.7929 | 27.7929 | 27.7929 | 27.7929 | 28.1629 | 28.2332 | 28.2332 | 28.2332 | 28.2332 | 28.2332 | 28.2332 | 28.2332 | 28.2332 | 28.2332 | 28.2332 | 28.2332 | 28.5932 | 28.6649 | 28.6649 | 28.6649 | 28.6649 | 28.6649 | 28.6649 | 28.6649 | 28.6649 | 28.6649 | 28.6649 | 28.6649 | 29.0449 | 29.118 | 29.118 | 29.118 | 29.118 | 29.118 | 29.118 | 29.118 | 29.118 | 29.118 | 29.118 | 29.118 | 29.498 | 29.5725 | 29.5725 | 29.5725 | 29.5725 | 29.5725 | 29.5725 | 29.5725 | 29.5725 | 29.5725 | 29.5725 | 29.5725 | 29.9625 | 30.0386 | 30.0386 | 30.0386 | 30.0386 | 30.0386 | 30.0386 | 30.0386 | 30.0386 | 30.0386 | 30.0386 | 30.0386 | 0 | 0 | 0 | 0 | 0 | 0 | 0 | 0 | 0 | 0 | 0 | 0 | 0 | 0 | 0 | 0 | 0 | 0 | 0 | 0 | 0 | 0 | 0 | 0 | 0 | 0 | 0 | 0 | 0 | 0 | 0 | 0 | 0 | 0 | 0 | 0 | 0 | 0 | 0 | 0 | 0 | 0 | 0 | 0 | 8 | 2028 | 2028-06-01 | 2029-05-31 | 10.5
Capacity Price - $/kW-month |  | 2.59 | 2.59 | 2.59 | 2.59 | 2.59 | 3.58 | 3.58 | 3.58 | 3.58 | 3.58 | 3.58 | 3.58 | 3.58 | 3.58 | 3.58 | 3.58 | 3.58 | 5.349 | 5.349 | 5.349 | 5.349 | 5.349 | 5.349 | 5.349 | 5.349 | 5.349 | 5.349 | 5.349 | 5.349 | 6.1398 | 6.1398 | 6.1398 | 6.1398 | 6.1398 | 6.1398 | 6.1398 | 6.1398 | 6.1398 | 6.1398 | 6.1398 | 6.1398 | 6.3795 | 6.3795 | 6.3795 | 6.3795 | 6.3795 | 6.3795 | 6.3795 | 6.3795 | 6.3795 | 6.3795 | 6.3795 | 6.3795 | 6.6687 | 6.6687 | 6.6687 | 6.6687 | 6.6687 | 6.6687 | 6.6687 | 6.6687 | 6.6687 | 6.6687 | 6.6687 | 6.6687 | 7.289 | 7.289 | 7.289 | 7.289 | 7.289 | 7.289 | 7.289 | 7.289 | 7.289 | 7.289 | 7.289 | 7.289 | 7.5317 | 7.5317 | 7.5317 | 7.5317 | 7.5317 | 7.5317 | 7.5317 | 7.5317 | 7.5317 | 7.5317 | 7.5317 | 7.5317 | 7.9506 | 7.9506 | 7.9506 | 7.9506 | 7.9506 | 7.9506 | 7.9506 | 7.9506 | 7.9506 | 7.9506 | 7.9506 | 7.9506 | 8.7393 | 8.7393 | 8.7393 | 8.7393 | 8.7393 | 8.7393 | 8.7393 | 8.7393 | 8.7393 | 8.7393 | 8.7393 | 8.7393 | 12.4472 | 12.4472 | 12.4472 | 12.4472 | 12.4472 | 12.4472 | 12.4472 | 12.4472 | 12.4472 | 12.4472 | 12.4472 | 12.4472 | 13.3672 | 13.3672 | 13.3672 | 13.3672 | 13.3672 | 13.3672 | 13.3672 | 13.3672 | 13.3672 | 13.3672 | 13.3672 | 13.3672 | 14.1264 | 14.1264 | 14.1264 | 14.1264 | 14.1264 | 14.1264 | 14.1264 | 14.1264 | 14.1264 | 14.1264 | 14.1264 | 14.1264 | 14.951 | 14.951 | 14.951 | 14.951 | 14.951 | 14.951 | 14.951 | 14.951 | 14.951 | 14.951 | 14.951 | 14.951 | 15.3248 | 15.3248 | 15.3248 | 15.3248 | 15.3248 | 15.3248 | 15.3248 | 15.3248 | 15.3248 | 15.3248 | 15.3248 | 15.3248 | 15.7079 | 15.7079 | 15.7079 | 15.7079 | 15.7079 | 15.7079 | 15.7079 | 15.7079 | 15.7079 | 15.7079 | 15.7079 | 15.7079 | 16.1006 | 16.1006 | 16.1006 | 16.1006 | 16.1006 | 16.1006 | 16.1006 | 16.1006 | 16.1006 | 16.1006 | 16.1006 | 16.1006 | 16.5031 | 16.5031 | 16.5031 | 16.5031 | 16.5031 | 16.5031 | 16.5031 | 16.5031 | 16.5031 | 16.5031 | 16.5031 | 16.5031 | 16.9157 | 16.9157 | 16.9157 | 16.9157 | 16.9157 | 16.9157 | 16.9157 | 16.9157 | 16.9157 | 16.9157 | 16.9157 | 16.9157 | 17.3047 | 17.3047 | 17.3047 | 17.3047 | 17.3047 | 17.3047 | 17.3047 | 17.3047 | 17.3047 | 17.3047 | 17.3047 | 17.3047 | 17.7027 | 17.7027 | 17.7027 | 17.7027 | 17.7027 | 17.7027 | 17.7027 | 17.7027 | 17.7027 | 17.7027 | 17.7027 | 17.7027 | 18.1099 | 18.1099 | 18.1099 | 18.1099 | 18.1099 | 18.1099 | 18.1099 | 18.1099 | 18.1099 | 18.1099 | 18.1099 | 18.1099 | 18.5264 | 18.5264 | 18.5264 | 18.5264 | 18.5264 | 18.5264 | 18.5264 | 18.5264 | 18.5264 | 18.5264 | 18.5264 | 18.5264 | 18.9525 | 18.9525 | 18.9525 | 18.9525 | 18.9525 | 18.9525 | 18.9525 | 18.9525 | 18.9525 | 18.9525 | 18.9525 | 18.9525 | 19.3885 | 19.3885 | 19.3885 | 19.3885 | 19.3885 | 19.3885 | 19.3885 | 19.3885 | 19.3885 | 19.3885 | 19.3885 | 19.3885 | 19.8344 | 19.8344 | 19.8344 | 19.8344 | 19.8344 | 19.8344 | 19.8344 | 19.8344 | 19.8344 | 19.8344 | 19.8344 | 19.8344 | 20.2906 | 20.2906 | 20.2906 | 20.2906 | 20.2906 | 20.2906 | 20.2906 | 20.2906 | 20.2906 | 20.2906 | 20.2906 | 20.2906 | 20.7573 | 20.7573 | 20.7573 | 20.7573 | 20.7573 | 20.7573 | 20.7573 | 20.7573 | 20.7573 | 20.7573 | 20.7573 | 20.7573 | 21.2347 | 21.2347 | 21.2347 | 21.2347 | 21.2347 | 21.2347 | 21.2347 | 21.2347 | 21.2347 | 21.2347 | 21.2347 | 21.2347 | 21.7231 | 21.7231 | 21.7231 | 21.7231 | 21.7231 | 21.7231 | 21.7231 | 21.7231 | 21.7231 | 21.7231 | 21.7231 | 21.7231 | 22.2227 | 22.2227 | 22.2227 | 22.2227 | 22.2227 | 22.2227 | 22.2227 | 22.2227 | 22.2227 | 22.2227 | 22.2227 | 22.2227 | 0 | 0 | 0 | 0 | 0 | 0 | 0 | 0 | 0 | 0 | 0 | 0 | 0 | 0 | 0 | 8 | 2029 | 2029-06-01 | 2030-05-31 | 10.4
[382 empty] | 8 | 2030 | 2030-06-01 | 2031-05-31 | 10.4
Revenues | [381 empty] | 8 | 2031 | 2031-06-01 | 2032-05-31 | 10.4
Energy |  | 8.9837 | 9.6756 | 10.8035 | 12.0124 | 12.4687 | 12.8287 | 14.3701 | 14.7245 | 12.5446 | 12.6318 | 11.5523 | 10.8069 | 12.5575 | 12.815 | 11.0251 | 11.4169 | 11.5516 | 11.7373 | 12.4486 | 11.5404 | 11.486 | 11.383 | 11.0689 | 10.872 | 12.5102 | 12.524 | 11.2129 | 11.5934 | 11.6181 | 11.765 | 12.4808 | 11.7141 | 11.558 | 11.6073 | 11.2998 | 10.8561 | 12.8483 | 12.8896 | 11.4268 | 11.739 | 11.9198 | 12.0893 | 12.6258 | 11.9177 | 11.7233 | 11.9381 | 11.3002 | 11.907 | 13.4586 | 12.8338 | 11.6951 | 11.9891 | 12.0827 | 12.3265 | 12.7784 | 12.3096 | 12.1145 | 12.2386 | 11.5979 | 12.0716 | 13.926 | 14.0685 | 11.9613 | 12.3442 | 12.3608 | 12.3863 | 12.9632 | 12.7162 | 12.2513 | 12.6139 | 11.6624 | 13.6286 | 14.2659 | 13.9421 | 12.104 | 12.4262 | 12.3483 | 12.4569 | 12.9772 | 12.9767 | 12.2715 | 12.8288 | 12.0189 | 12.7943 | 14.5513 | 14.221 | 12.3461 | 12.6747 | 12.5953 | 12.706 | 13.2367 | 13.2363 | 12.517 | 13.0854 | 12.2593 | 13.0502 | 14.697 | 14.3636 | 12.4709 | 12.8027 | 12.7225 | 12.8343 | 13.37 | 13.3695 | 12.6434 | 13.2173 | 12.3833 | 13.1817 | 14.9909 | 14.6508 | 12.7203 | 13.0587 | 12.9769 | 13.091 | 13.6374 | 13.6369 | 12.8963 | 13.4816 | 12.6309 | 13.4453 | 15.0096 | 14.6663 | 12.7177 | 13.0593 | 12.9767 | 13.0918 | 13.6433 | 13.6429 | 12.8953 | 13.4861 | 12.6275 | 13.4495 | 15.0446 | 14.6945 | 12.7068 | 13.0553 | 12.971 | 13.0885 | 13.651 | 13.6506 | 12.888 | 13.4907 | 12.6148 | 13.4533 | 15.2103 | 14.8531 | 12.8257 | 13.1811 | 13.0952 | 13.215 | 13.7888 | 13.7883 | 13.0105 | 13.6252 | 12.7319 | 13.5871 | 14.9402 | 14.5797 | 12.5336 | 12.8923 | 12.8056 | 12.9264 | 13.5056 | 13.5051 | 12.7201 | 13.3405 | 12.4389 | 13.302 | 14.794 | 14.4302 | 12.3653 | 12.7273 | 12.6398 | 12.7618 | 13.3462 | 13.3457 | 12.5536 | 13.1796 | 12.2698 | 13.1408 | 14.3722 | 14.0012 | 11.895 | 12.2642 | 12.175 | 12.2994 | 12.8955 | 12.895 | 12.087 | 12.7256 | 11.7975 | 12.686 | 12.8791 | 12.5047 | 10.3795 | 10.7521 | 10.662 | 10.7875 | 11.3891 | 11.3886 | 10.5732 | 11.2176 | 10.2811 | 11.1776 | 10.2996 | 9.9177 | 7.75 | 8.13 | 8.0381 | 8.1662 | 8.7797 | 8.7792 | 7.9476 | 8.6048 | 7.6496 | 8.564 | 6.673 | 6.2877 | 4.1007 | 4.4841 | 4.3914 | 4.5206 | 5.1396 | 5.1391 | 4.3001 | 4.9632 | 3.9995 | 4.922 | 2.3012 | 1.9082 | -0.32259 | 0.068462 | -0.02608 | 0.1057 | 0.73708 | 0.73655 | -0.11925 | 0.5571 | -0.42586 | 0.51516 | 0 | 0 | 0 | 0 | 0 | 0 | 0 | 0 | 0 | 0 | 0 | 0 | 0 | 0 | 0 | 0 | 0 | 0 | 0 | 0 | 0 | 0 | 0 | 0 | 0 | 0 | 0 | 0 | 0 | 0 | 0 | 0 | 0 | 0 | 0 | 0 | 0 | 0 | 0 | 0 | 0 | 0 | 0 | 0 | 0 | 0 | 0 | 0 | 0 | 0 | 0 | 0 | 0 | 0 | 0 | 0 | 0 | 0 | 0 | 0 | 0 | 0 | 0 | 0 | 0 | 0 | 0 | 0 | 0 | 0 | 0 | 0 | 0 | 0 | 0 | 0 | 0 | 0 | 0 | 0 | 0 | 0 | 0 | 0 | 0 | 0 | 0 | 0 | 0 | 0 | 0 | 0 | 0 | 0 | 0 | 0 | 0 | 0 | 0 | 0 | 0 | 0 | 0 | 0 | 0 | 0 | 0 | 0 | 0 | 0 | 0 | 0 | 0 | 0 | 0 | 0 | 0 | 0 | 0 | 0 | [20 empty] | 8 | 2032 | 2032-06-01 | 2033-05-31 | 10.4
DASI |  | 0.54621 | 0.54621 | 0.54621 | 0.54621 | 0.54621 | 0.54621 | 0.54621 | 0.54621 | 0.54621 | 0.54621 | 0.54621 | 0.54621 | 0.55713 | 0.55713 | 0.55713 | 0.55713 | 0.55713 | 0.55713 | 0.55713 | 0.55713 | 0.55713 | 0.55713 | 0.55713 | 0.55713 | 0.56286 | 0.56286 | 0.56286 | 0.56286 | 0.56286 | 0.56286 | 0.56286 | 0.56286 | 0.56286 | 0.56286 | 0.56286 | 0.56286 | 0.57412 | 0.57412 | 0.57412 | 0.57412 | 0.57412 | 0.57412 | 0.57412 | 0.57412 | 0.57412 | 0.57412 | 0.57412 | 0.57412 | 0.5856 | 0.5856 | 0.5856 | 0.5856 | 0.5856 | 0.5856 | 0.5856 | 0.5856 | 0.5856 | 0.5856 | 0.5856 | 0.5856 | 0.59732 | 0.59732 | 0.59732 | 0.59732 | 0.59732 | 0.59732 | 0.59732 | 0.59732 | 0.59732 | 0.59732 | 0.59732 | 0.59732 | 0.6034 | 0.6034 | 0.6034 | 0.6034 | 0.6034 | 0.6034 | 0.6034 | 0.6034 | 0.6034 | 0.6034 | 0.6034 | 0.6034 | 0.61547 | 0.61547 | 0.61547 | 0.61547 | 0.61547 | 0.61547 | 0.61547 | 0.61547 | 0.61547 | 0.61547 | 0.61547 | 0.61547 | 0.62169 | 0.62169 | 0.62169 | 0.62169 | 0.62169 | 0.62169 | 0.62169 | 0.62169 | 0.62169 | 0.62169 | 0.62169 | 0.62169 | 0.63412 | 0.63412 | 0.63412 | 0.63412 | 0.63412 | 0.63412 | 0.63412 | 0.63412 | 0.63412 | 0.63412 | 0.63412 | 0.63412 | 0.63412 | 0.63412 | 0.63412 | 0.63412 | 0.63412 | 0.63412 | 0.63412 | 0.63412 | 0.63412 | 0.63412 | 0.63412 | 0.63412 | 0.63387 | 0.63387 | 0.63387 | 0.63387 | 0.63387 | 0.63387 | 0.63387 | 0.63387 | 0.63387 | 0.63387 | 0.63387 | 0.63387 | 0.63995 | 0.63995 | 0.63995 | 0.63995 | 0.63995 | 0.63995 | 0.63995 | 0.63995 | 0.63995 | 0.63995 | 0.63995 | 0.63995 | 0.62583 | 0.62583 | 0.62583 | 0.62583 | 0.62583 | 0.62583 | 0.62583 | 0.62583 | 0.62583 | 0.62583 | 0.62583 | 0.62583 | 0.61775 | 0.61775 | 0.61775 | 0.61775 | 0.61775 | 0.61775 | 0.61775 | 0.61775 | 0.61775 | 0.61775 | 0.61775 | 0.61775 | 0.5951 | 0.5951 | 0.5951 | 0.5951 | 0.5951 | 0.5951 | 0.5951 | 0.5951 | 0.5951 | 0.5951 | 0.5951 | 0.5951 | 0.52131 | 0.52131 | 0.52131 | 0.52131 | 0.52131 | 0.52131 | 0.52131 | 0.52131 | 0.52131 | 0.52131 | 0.52131 | 0.52131 | 0.39334 | 0.39334 | 0.39334 | 0.39334 | 0.39334 | 0.39334 | 0.39334 | 0.39334 | 0.39334 | 0.39334 | 0.39334 | 0.39334 | 0.21546 | 0.21546 | 0.21546 | 0.21546 | 0.21546 | 0.21546 | 0.21546 | 0.21546 | 0.21546 | 0.21546 | 0.21546 | 0.21546 | 0 | 0 | 0 | 0 | 0 | 0 | 0 | 0 | 0 | 0 | 0 | 0 | 0 | 0 | 0 | 0 | 0 | 0 | 0 | 0 | 0 | 0 | 0 | 0 | 0 | 0 | 0 | 0 | 0 | 0 | 0 | 0 | 0 | 0 | 0 | 0 | 0 | 0 | 0 | 0 | 0 | 0 | 0 | 0 | 0 | 0 | 0 | 0 | 0 | 0 | 0 | 0 | 0 | 0 | 0 | 0 | 0 | 0 | 0 | 0 | 0 | 0 | 0 | 0 | 0 | 0 | 0 | 0 | 0 | 0 | 0 | 0 | 0 | 0 | 0 | 0 | 0 | 0 | 0 | 0 | 0 | 0 | 0 | 0 | 0 | 0 | 0 | 0 | 0 | 0 | 0 | 0 | 0 | 0 | 0 | 0 | 0 | 0 | 0 | 0 | 0 | 0 | 0 | 0 | 0 | 0 | 0 | 0 | 0 | 0 | 0 | 0 | 0 | 0 | 0 | 0 | 0 | 0 | 0 | 0 | 0 | 0 | 0 | 0 | 0 | 0 | 0 | 0 | 0 | 0 | 0 | 0 | 0 | 0 | 0 | 0 | 0 | 0 | 0 | 0 | 0 | 0 | 0 | 0 | 0 | 0 | 0 | 0 | 0 | 0 | 0 | 0
Rate 1
Frequency |  | 13.5334 | 13.5334 | 13.5334 | 13.5334 | 13.5334 | 13.5334 | 13.5334 | 13.5334 | 13.5334 | 13.5334 | 13.5334 | 13.5334 | 11.5034 | 11.5034 | 11.5034 | 11.5034 | 11.5034 | 11.5034 | 11.5034 | 11.5034 | 11.5034 | 11.5034 | 11.5034 | 11.5034 | 9.6848 | 9.6848 | 9.6848 | 9.6848 | 9.6848 | 9.6848 | 9.6848 | 9.6848 | 9.6848 | 9.6848 | 9.6848 | 9.6848 | 8.232 | 8.232 | 8.232 | 8.232 | 8.232 | 8.232 | 8.232 | 8.232 | 8.232 | 8.232 | 8.232 | 8.232 | 6.9972 | 6.9972 | 6.9972 | 6.9972 | 6.9972 | 6.9972 | 6.9972 | 6.9972 | 6.9972 | 6.9972 | 6.9972 | 6.9972 | 5.9477 | 5.9477 | 5.9477 | 5.9477 | 5.9477 | 5.9477 | 5.9477 | 5.9477 | 5.9477 | 5.9477 | 5.9477 | 5.9477 | 0 | 0 | 0 | 0 | 0 | 0 | 0 | 0 | 0 | 0 | 0 | 0 | 0 | 0 | 0 | 0 | 0 | 0 | 0 | 0 | 0 | 0 | 0 | 0 | 0 | 0 | 0 | 0 | 0 | 0 | 0 | 0 | 0 | 0 | 0 | 0 | 0 | 0 | 0 | 0 | 0 | 0 | 0 | 0 | 0 | 0 | 0 | 0 | 0 | 0 | 0 | 0 | 0 | 0 | 0 | 0 | 0 | 0 | 0 | 0 | 0 | 0 | 0 | 0 | 0 | 0 | 0 | 0 | 0 | 0 | 0 | 0 | 0 | 0 | 0 | 0 | 0 | 0 | 0 | 0 | 0 | 0 | 0 | 0 | 0 | 0 | 0 | 0 | 0 | 0 | 0 | 0 | 0 | 0 | 0 | 0 | 0 | 0 | 0 | 0 | 0 | 0 | 0 | 0 | 0 | 0 | 0 | 0 | 0 | 0 | 0 | 0 | 0 | 0 | 0 | 0 | 0 | 0 | 0 | 0 | 0 | 0 | 0 | 0 | 0 | 0 | 0 | 0 | 0 | 0 | 0 | 0 | 0 | 0 | 0 | 0 | 0 | 0 | 0 | 0 | 0 | 0 | 0 | 0 | 0 | 0 | 0 | 0 | 0 | 0 | 0 | 0 | 0 | 0 | 0 | 0 | 0 | 0 | 0 | 0 | 0 | 0 | 0 | 0 | 0 | 0 | 0 | 0 | 0 | 0 | 0 | 0 | 0 | 0 | 0 | 0 | 0 | 0 | 0 | 0 | 0 | 0 | 0 | 0 | 0 | 0 | 0 | 0 | 0 | 0 | 0 | 0 | 0 | 0 | 0 | 0 | 0 | 0 | 0 | 0 | 0 | 0 | 0 | 0 | 0 | 0 | 0 | 0 | 0 | 0 | 0 | 0 | 0 | 0 | 0 | 0 | 0 | 0 | 0 | 0 | 0 | 0 | 0 | 0 | 0 | 0 | 0 | 0 | 0 | 0 | 0 | 0 | 0 | 0 | 0 | 0 | 0 | 0 | 0 | 0 | 0 | 0 | 0 | 0 | 0 | 0 | 0 | 0 | 0 | 0 | 0 | 0 | 0 | 0 | 0 | 0 | 0 | 0 | 0 | 0 | 0 | 0 | 0 | 0 | 0 | 0 | 0 | 0 | 0 | 0 | 0 | 0 | 0 | 0 | 0 | 0 | 0 | 0 | 0 | 0 | 0 | 0 | 0 | 0 | 0 | 0 | 0 | 0 | 0 | 0 | 0 | 0 | 0 | 0 | 0 | 0 | 0 | 0 | 0 | 0 | 0 | 0 | 0 | 0 | 0 | 0 | 0 | 0
T&D Deferral |  | 0 | 0 | 0 | 0 | 0 | 0 | 0 | 0 | 0 | 0 | 0 | 0 | 0 | 0 | 0 | 0 | 0 | 0 | 0 | 0 | 0 | 0 | 0 | 0 | 0 | 0 | 0 | 0 | 0 | 0 | 0 | 0 | 0 | 0 | 0 | 0 | 0 | 0 | 0 | 0 | 0 | 0 | 0 | 0 | 0 | 0 | 0 | 0 | 0 | 0 | 0 | 0 | 0 | 0 | 0 | 0 | 0 | 0 | 0 | 0 | 0 | 0 | 0 | 0 | 0 | 0 | 0 | 0 | 0 | 0 | 0 | 0 | 62.2292 | 62.2292 | 62.2292 | 62.2292 | 62.2292 | 62.2292 | 62.2292 | 62.2292 | 62.2292 | 62.2292 | 62.2292 | 62.2292 | 62.2292 | 62.2292 | 62.2292 | 62.2292 | 62.2292 | 62.2292 | 62.2292 | 62.2292 | 62.2292 | 62.2292 | 62.2292 | 62.2292 | 0 | 0 | 0 | 0 | 0 | 0 | 0 | 0 | 0 | 0 | 0 | 0 | 0 | 0 | 0 | 0 | 0 | 0 | 0 | 0 | 0 | 0 | 0 | 0 | 0 | 0 | 0 | 0 | 0 | 0 | 0 | 0 | 0 | 0 | 0 | 0 | 0 | 0 | 0 | 0 | 0 | 0 | 0 | 0 | 0 | 0 | 0 | 0 | 0 | 0 | 0 | 0 | 0 | 0 | 0 | 0 | 0 | 0 | 0 | 0 | 0 | 0 | 0 | 0 | 0 | 0 | 0 | 0 | 0 | 0 | 0 | 0 | 0 | 0 | 0 | 0 | 0 | 0 | 0 | 0 | 0 | 0 | 0 | 0 | 0 | 0 | 0 | 0 | 0 | 0 | 0 | 0 | 0 | 0 | 0 | 0 | 0 | 0 | 0 | 0 | 0 | 0 | 0 | 0 | 0 | 0 | 0 | 0 | 0 | 0 | 0 | 0 | 0 | 0 | 0 | 0 | 0 | 0 | 0 | 0 | 0 | 0 | 0 | 0 | 0 | 0 | 0 | 0 | 0 | 0 | 0 | 0 | 0 | 0 | 0 | 0 | 0 | 0 | 0 | 0 | 0 | 0 | 0 | 0 | 0 | 0 | 0 | 0 | 0 | 0 | 0 | 0 | 0 | 0 | 0 | 0 | 0 | 0 | 0 | 0 | 0 | 0 | 0 | 0 | 0 | 0 | 0 | 0 | 0 | 0 | 0 | 0 | 0 | 0 | 0 | 0 | 0 | 0 | 0 | 0 | 0 | 0 | 0 | 0 | 0 | 0 | 0 | 0 | 0 | 0 | 0 | 0 | 0 | 0 | 0 | 0 | 0 | 0 | 0 | 0 | 0 | 0 | 0 | 0 | 0 | 0 | 0 | 0 | 0 | 0 | 0 | 0 | 0 | 0 | 0 | 0 | 0 | 0 | 0 | 0 | 0 | 0 | 0 | 0 | 0 | 0 | 0 | 0 | 0 | 0 | 0 | 0 | 0 | 0 | 0 | 0 | 0 | 0 | 0 | 0 | 0 | 0 | 0 | 0 | 0 | 0 | 0 | 0 | 0 | 0 | 0 | 0 | 0 | 0 | 0 | 0 | 0 | 0 | 0 | 0 | 0 | 0 | 0 | 0 | 0 | 0 | 0 | 0 | 0 | 0 | 0 | 0 | 0 | 0 | 0 | 0 | 0 | 0 | 0 | 0 | 0 | 0 | 0 | 0
Power Factor/VAR support |  | 0 | 0 | 0 | 0 | 0 | 0 | 0 | 0 | 0 | 0 | 0 | 0 | 0 | 0 | 0 | 0 | 0 | 0 | 0 | 0 | 0 | 0 | 0 | 0 | 0 | 0 | 0 | 0 | 0 | 0 | 0 | 0 | 0 | 0 | 0 | 0 | 0 | 0 | 0 | 0 | 0 | 0 | 0 | 0 | 0 | 0 | 0 | 0 | 0 | 0 | 0 | 0 | 0 | 0 | 0 | 0 | 0 | 0 | 0 | 0 | 0 | 0 | 0 | 0 | 0 | 0 | 0 | 0 | 0 | 0 | 0 | 0 | 0 | 0 | 0 | 0 | 0 | 0 | 0 | 0 | 0 | 0 | 0 | 0 | 0 | 0 | 0 | 0 | 0 | 0 | 0 | 0 | 0 | 0 | 0 | 0 | 0 | 0 | 0 | 0 | 0 | 0 | 0 | 0 | 0 | 0 | 0 | 0 | 0 | 0 | 0 | 0 | 0 | 0 | 0 | 0 | 0 | 0 | 0 | 0 | 0 | 0 | 0 | 0 | 0 | 0 | 0 | 0 | 0 | 0 | 0 | 0 | 0 | 0 | 0 | 0 | 0 | 0 | 0 | 0 | 0 | 0 | 0 | 0 | 0 | 0 | 0 | 0 | 0 | 0 | 0 | 0 | 0 | 0 | 0 | 0 | 0 | 0 | 0 | 0 | 0 | 0 | 0 | 0 | 0 | 0 | 0 | 0 | 0 | 0 | 0 | 0 | 0 | 0 | 0 | 0 | 0 | 0 | 0 | 0 | 0 | 0 | 0 | 0 | 0 | 0 | 0 | 0 | 0 | 0 | 0 | 0 | 0 | 0 | 0 | 0 | 0 | 0 | 0 | 0 | 0 | 0 | 0 | 0 | 0 | 0 | 0 | 0 | 0 | 0 | 0 | 0 | 0 | 0 | 0 | 0 | 0 | 0 | 0 | 0 | 0 | 0 | 0 | 0 | 0 | 0 | 0 | 0 | 0 | 0 | 0 | 0 | 0 | 0 | 0 | 0 | 0 | 0 | 0 | 0 | 0 | 0 | 0 | 0 | 0 | 0 | 0 | 0 | 0 | 0 | 0 | 0 | 0 | 0 | 0 | 0 | 0 | 0 | 0 | 0 | 0 | 0 | 0 | 0 | 0 | 0 | 0 | 0 | 0 | 0 | 0 | 0 | 0 | 0 | 0 | 0 | 0 | 0 | 0 | 0 | 0 | 0 | 0 | 0 | 0 | 0 | 0 | 0 | 0 | 0 | 0 | 0 | 0 | 0 | 0 | 0 | 0 | 0 | 0 | 0 | 0 | 0 | 0 | 0 | 0 | 0 | 0 | 0 | 0 | 0 | 0 | 0 | 0 | 0 | 0 | 0 | 0 | 0 | 0 | 0 | 0 | 0 | 0 | 0 | 0 | 0 | 0 | 0 | 0 | 0 | 0 | 0 | 0 | 0 | 0 | 0 | 0 | 0 | 0 | 0 | 0 | 0 | 0 | 0 | 0 | 0 | 0 | 0 | 0 | 0 | 0 | 0 | 0 | 0 | 0 | 0 | 0 | 0 | 0 | 0 | 0 | 0 | 0 | 0 | 0 | 0 | 0 | 0 | 0 | 0 | 0 | 0 | 0 | 0 | 0 | 0 | 0 | 0 | 0 | 0
Capacity |  | 0 | 0 | 0 | 0 | 0 | 35.5 | 35.5 | 35.5 | 35.5 | 35.5 | 35.5 | 35.5 | 33.64 | 33.64 | 33.64 | 33.64 | 33.64 | 50.26 | 50.26 | 50.26 | 50.26 | 50.26 | 50.26 | 50.26 | 47.62 | 47.62 | 47.62 | 47.62 | 47.62 | 54.14 | 54.14 | 54.14 | 54.14 | 54.14 | 54.14 | 54.14 | 51.3 | 51.3 | 51.3 | 51.3 | 51.3 | 53.3 | 53.3 | 53.3 | 53.3 | 53.3 | 53.3 | 53.3 | 50.5 | 50.5 | 50.5 | 50.5 | 50.5 | 52.79 | 52.79 | 52.79 | 52.79 | 52.79 | 52.79 | 52.79 | 50.02 | 50.02 | 50.02 | 50.02 | 50.02 | 54.67 | 54.67 | 54.67 | 54.67 | 54.67 | 54.67 | 54.67 | 51.8 | 51.8 | 51.8 | 51.8 | 51.8 | 53.02 | 53.02 | 53.02 | 53.02 | 53.02 | 53.02 | 53.02 | 50.23 | 50.23 | 50.23 | 50.23 | 50.23 | 53.02 | 53.02 | 53.02 | 53.02 | 53.02 | 53.02 | 53.02 | 50.24 | 50.24 | 50.24 | 50.24 | 50.24 | 54.69 | 54.69 | 54.69 | 54.69 | 54.69 | 54.69 | 54.69 | 51.82 | 51.82 | 51.82 | 51.82 | 51.82 | 73.8 | 73.8 | 73.8 | 73.8 | 73.8 | 73.8 | 73.8 | 69.93 | 69.93 | 69.93 | 69.93 | 69.93 | 73.63 | 73.63 | 73.63 | 73.63 | 73.63 | 73.63 | 73.63 | 69.76 | 69.76 | 69.76 | 69.76 | 69.76 | 72.24 | 72.24 | 72.24 | 72.24 | 72.24 | 72.24 | 72.24 | 68.46 | 68.46 | 68.46 | 68.46 | 68.46 | 71.7 | 71.7 | 71.7 | 71.7 | 71.7 | 71.7 | 71.7 | 67.94 | 67.94 | 67.94 | 67.94 | 67.94 | 66.77 | 66.77 | 66.77 | 66.77 | 66.77 | 66.77 | 66.77 | 63.26 | 63.26 | 63.26 | 63.26 | 63.26 | 62.75 | 62.75 | 62.75 | 62.75 | 62.75 | 62.75 | 62.75 | 59.45 | 59.45 | 59.45 | 59.45 | 59.45 | 57.56 | 57.56 | 57.56 | 57.56 | 57.56 | 57.56 | 57.56 | 54.53 | 54.53 | 54.53 | 54.53 | 54.53 | 48.01 | 48.01 | 48.01 | 48.01 | 48.01 | 48.01 | 48.01 | 45.48 | 45.48 | 45.48 | 45.48 | 45.48 | 34.49 | 34.49 | 34.49 | 34.49 | 34.49 | 34.49 | 34.49 | 32.68 | 32.68 | 32.68 | 32.68 | 32.68 | 17.96 | 17.96 | 17.96 | 17.96 | 17.96 | 17.96 | 17.96 | 17.01 | 17.01 | 17.01 | 17.01 | 17.01 | 0 | 0 | 0 | 0 | 0 | 0 | 0 | 0 | 0 | 0 | 0 | 0 | 0 | 0 | 0 | 0 | 0 | 0 | 0 | 0 | 0 | 0 | 0 | 0 | 0 | 0 | 0 | 0 | 0 | 0 | 0 | 0 | 0 | 0 | 0 | 0 | 0 | 0 | 0 | 0 | 0 | 0 | 0 | 0 | 0 | 0 | 0 | 0 | 0 | 0 | 0 | 0 | 0 | 0 | 0 | 0 | 0 | 0 | 0 | 0 | 0 | 0 | 0 | 0 | 0 | 0 | 0 | 0 | 0 | 0 | 0 | 0 | 0 | 0 | 0 | 0 | 0 | 0 | 0 | 0 | 0 | 0 | 0 | 0 | 0 | 0 | 0 | 0 | 0 | 0 | 0 | 0 | 0 | 0 | 0 | 0 | 0 | 0 | 0 | 0 | 0 | 0 | 0 | 0 | 0 | 0 | 0 | 0 | 0 | 0 | 0 | 0 | 0 | 0 | 0 | 0 | 0 | 0 | 0 | 0 | 0 | 0 | 0 | 0 | 0 | 0 | 0 | 0 | 0 | 0 | 0 | 0 | 0 | 0 | 0 | 0 | 0 | 0 | 0 | 0 | 0 | 0 | 0 | 0 | 0 | 0 | 0 | 8 | 2033 | 2033-06-01 | 2034-05-31 | 10.3
RNS |  | 0 | 111.78 | 111.78 | 111.78 | 111.78 | 111.78 | 111.78 | 111.78 | 111.78 | 111.78 | 111.78 | 111.78 | 110.49 | 110.75 | 110.75 | 110.75 | 110.75 | 110.75 | 110.75 | 110.75 | 110.75 | 110.75 | 110.75 | 110.75 | 108.81 | 108.02 | 108.02 | 108.02 | 108.02 | 108.02 | 108.02 | 108.02 | 108.02 | 108.02 | 108.02 | 108.02 | 104.09 | 104.32 | 104.32 | 104.32 | 104.32 | 104.32 | 104.32 | 104.32 | 104.32 | 104.32 | 104.32 | 104.32 | 99.6 | 99.83 | 99.83 | 99.83 | 99.83 | 99.83 | 99.83 | 99.83 | 99.83 | 99.83 | 99.83 | 99.83 | 95.34 | 95.56 | 95.56 | 95.56 | 95.56 | 95.56 | 95.56 | 95.56 | 95.56 | 95.56 | 95.56 | 95.56 | 91.29 | 90.61 | 90.61 | 90.61 | 90.61 | 90.61 | 90.61 | 90.61 | 90.61 | 90.61 | 90.61 | 90.61 | 86.51 | 86.71 | 86.71 | 86.71 | 86.71 | 86.71 | 86.71 | 86.71 | 86.71 | 86.71 | 86.71 | 86.71 | 82.81 | 82.2 | 82.2 | 82.2 | 82.2 | 82.2 | 82.2 | 82.2 | 82.2 | 82.2 | 82.2 | 82.2 | 78.51 | 78.7 | 78.7 | 78.7 | 78.7 | 78.7 | 78.7 | 78.7 | 78.7 | 78.7 | 78.7 | 78.7 | 75.13 | 73.83 | 73.83 | 73.83 | 73.83 | 73.83 | 73.83 | 73.83 | 73.83 | 73.83 | 73.83 | 73.83 | 70.49 | 69.25 | 69.25 | 69.25 | 69.25 | 69.25 | 69.25 | 69.25 | 69.25 | 69.25 | 69.25 | 69.25 | 66.13 | 65.62 | 65.62 | 65.62 | 65.62 | 65.62 | 65.62 | 65.62 | 65.62 | 65.62 | 65.62 | 65.62 | 62.67 | 60.23 | 60.23 | 60.23 | 60.23 | 60.23 | 60.23 | 60.23 | 60.23 | 60.23 | 60.23 | 60.23 | 57.5 | 55.77 | 55.77 | 55.77 | 55.77 | 55.77 | 55.77 | 55.77 | 55.77 | 55.77 | 55.77 | 55.77 | 53.29 | 50.45 | 50.45 | 50.45 | 50.45 | 50.45 | 50.45 | 50.45 | 50.45 | 50.45 | 50.45 | 50.45 | 48.16 | 41.46 | 41.46 | 41.46 | 41.46 | 41.46 | 41.46 | 41.46 | 41.46 | 41.46 | 41.46 | 41.46 | 39.59 | 29.35 | 29.35 | 29.35 | 29.35 | 29.35 | 29.35 | 29.35 | 29.35 | 29.35 | 29.35 | 29.35 | 28.04 | 15.1 | 15.1 | 15.1 | 15.1 | 15.1 | 15.1 | 15.1 | 15.1 | 15.1 | 15.1 | 15.1 | 14.42 | 0 | 0 | 0 | 0 | 0 | 0 | 0 | 0 | 0 | 0 | 0 | 0 | 0 | 0 | 0 | 0 | 0 | 0 | 0 | 0 | 0 | 0 | 0 | 0 | 0 | 0 | 0 | 0 | 0 | 0 | 0 | 0 | 0 | 0 | 0 | 0 | 0 | 0 | 0 | 0 | 0 | 0 | 0 | 0 | 0 | 0 | 0 | 0 | 0 | 0 | 0 | 0 | 0 | 0 | 0 | 0 | 0 | 0 | 0 | 0 | 0 | 0 | 0 | 0 | 0 | 0 | 0 | 0 | 0 | 0 | 0 | 0 | 0 | 0 | 0 | 0 | 0 | 0 | 0 | 0 | 0 | 0 | 0 | 0 | 0 | 0 | 0 | 0 | 0 | 0 | 0 | 0 | 0 | 0 | 0 | 0 | 0 | 0 | 0 | 0 | 0 | 0 | 0 | 0 | 0 | 0 | 0 | 0 | 0 | 0 | 0 | 0 | 0 | 0 | 0 | 0 | 0 | 0 | 0 | 0 | 0 | 0 | 0 | 0 | 0 | 0 | 0 | 0 | 0 | 0 | 0 | 0 | 0 | 0 | 0 | 0 | 0 | 0 | 0 | 0 | 0 | 0 | 0 | 0 | 0 | 0 | 0 | 0 | 0 | 0 | 0 | 8 | 2034 | 2034-06-01 | 2035-05-31 | 10.3
Total Revenues |  | 23.0633 | 135.5352 | 136.6631 | 137.8721 | 138.3283 | 174.1883 | 175.7297 | 176.0841 | 173.9042 | 173.9914 | 172.9119 | 172.1665 | 168.7481 | 169.2655 | 167.4757 | 167.8674 | 168.0021 | 184.8078 | 185.5191 | 184.611 | 184.5565 | 184.4535 | 184.1394 | 183.9425 | 179.1878 | 178.4116 | 177.1006 | 177.481 | 177.5058 | 184.1726 | 184.8885 | 184.1218 | 183.9657 | 184.0149 | 183.7075 | 183.2637 | 177.0445 | 177.3158 | 175.853 | 176.1652 | 176.346 | 178.5155 | 179.052 | 178.3439 | 178.1494 | 178.3643 | 177.7264 | 178.3331 | 171.1414 | 170.7466 | 169.608 | 169.902 | 169.9955 | 172.5293 | 172.9812 | 172.5125 | 172.3174 | 172.4414 | 171.8007 | 172.2744 | 165.831 | 166.1934 | 164.0863 | 164.4692 | 164.4858 | 169.1613 | 169.7382 | 169.4912 | 169.0263 | 169.3889 | 168.4374 | 170.4036 | 220.1885 | 219.1847 | 217.3465 | 217.6688 | 217.5909 | 218.9195 | 219.4397 | 219.4393 | 218.7341 | 219.2914 | 218.4815 | 219.2569 | 214.1359 | 214.0056 | 212.1307 | 212.4594 | 212.3799 | 215.2807 | 215.8113 | 215.8109 | 215.0916 | 215.6601 | 214.8339 | 215.6248 | 148.3687 | 147.4253 | 145.5326 | 145.8644 | 145.7841 | 150.346 | 150.8817 | 150.8812 | 150.1551 | 150.7289 | 149.895 | 150.6934 | 145.9551 | 145.805 | 143.8744 | 144.2128 | 144.131 | 166.2251 | 166.7715 | 166.771 | 166.0304 | 166.6157 | 165.7651 | 166.5794 | 160.7037 | 159.0604 | 157.1118 | 157.4534 | 157.3708 | 161.1859 | 161.7375 | 161.737 | 160.9894 | 161.5802 | 160.7216 | 161.5436 | 155.9285 | 154.3383 | 152.3507 | 152.6991 | 152.6149 | 155.2123 | 155.7749 | 155.7744 | 155.0119 | 155.6145 | 154.7387 | 155.5772 | 150.4402 | 149.573 | 147.5457 | 147.9011 | 147.8152 | 151.1749 | 151.7487 | 151.7483 | 150.9705 | 151.5852 | 150.6918 | 151.5471 | 146.176 | 143.3756 | 141.3294 | 141.6881 | 141.6014 | 140.5523 | 141.1314 | 141.1309 | 140.3459 | 140.9663 | 140.0647 | 140.9278 | 136.1717 | 134.078 | 132.0131 | 132.3751 | 132.2876 | 131.8995 | 132.484 | 132.4835 | 131.6913 | 132.3174 | 131.4075 | 132.2786 | 127.7073 | 124.4963 | 122.3901 | 122.7593 | 122.6701 | 120.9045 | 121.5006 | 121.5001 | 120.6921 | 121.3307 | 120.4026 | 121.2911 | 116.0904 | 109.016 | 106.8908 | 107.2634 | 107.1733 | 100.7789 | 101.3804 | 101.3799 | 100.5646 | 101.2089 | 100.2725 | 101.1689 | 95.7629 | 85.141 | 82.9733 | 83.3533 | 83.2614 | 72.3995 | 73.013 | 73.0125 | 72.1809 | 72.8381 | 71.883 | 72.7974 | 67.6085 | 54.2832 | 52.0962 | 52.4796 | 52.3869 | 37.7961 | 38.4151 | 38.4146 | 37.5755 | 38.2386 | 37.2749 | 38.1975 | 33.7312 | 18.9182 | 16.6874 | 17.0785 | 16.9839 | 0.1057 | 0.73708 | 0.73655 | -0.11925 | 0.5571 | -0.42586 | 0.51516 | 0 | 0 | 0 | 0 | 0 | 0 | 0 | 0 | 0 | 0 | 0 | 0 | 0 | 0 | 0 | 0 | 0 | 0 | 0 | 0 | 0 | 0 | 0 | 0 | 0 | 0 | 0 | 0 | 0 | 0 | 0 | 0 | 0 | 0 | 0 | 0 | 0 | 0 | 0 | 0 | 0 | 0 | 0 | 0 | 0 | 0 | 0 | 0 | 0 | 0 | 0 | 0 | 0 | 0 | 0 | 0 | 0 | 0 | 0 | 0 | 0 | 0 | 0 | 0 | 0 | 0 | 0 | 0 | 0 | 0 | 0 | 0 | 0 | 0 | 0 | 0 | 0 | 0 | 0 | 0 | 0 | 0 | 0 | 0 | 0 | 0 | 0 | 0 | 0 | 0 | 0 | 0 | 0 | 0 | 0 | 0 | 0 | 0 | 0 | 0 | 0 | 0 | 0 | 0 | 0 | 0 | 0 | 0 | 0 | 0 | 0 | 0 | 0 | 0 | 0 | 0 | 0 | 0 | 0 | 0 | 0 | 0 | 0 | 0 | 0 | 0 | 0 | 0 | 0 | 0 | 0 | 0 | 0 | 0 | 0 | 0 | 0 | 0 | 0 | 0 | 8 | 2035 | 2035-06-01 | 2036-05-31 | 10.2
[382 empty] | 8 | 2036 | 2036-06-01 | 2037-05-31 | 10.2
Year 1 installs | NPV | 1 | 2 | 3 | 4 | 5 | 6 | 7 | 8 | 9 | 10 | 11 | 12 | 13 | 14 | 15 | 16 | 17 | 18 | 19 | 20 | 21 | 22 | 23 | 24 | 25 | 26 | 27 | 28 | 29 | 30 | [350 empty] | 8 | 2037 | 2037-06-01 | 2038-05-31 | 10
Revenues | [381 empty] | 8 | 2038 | 2038-06-01 | 2039-05-31 | 9.8
Energy | 1581.0765 | 143.4028 | 139.9023 | 140.74 | 144.3251 | 147.4964 | 152.8829 | 153.4109 | 156.4791 | 158.056 | 161.2171 | 161.266 | 161.3091 | 162.9123 | 159.49 | 157.5541 | 152.0937 | 133.9922 | 102.6264 | 58.921 | 6.0356 | 0 | 0 | 0 | 0 | 0 | 0 | 0 | 0 | 0 | 0 | [350 empty] | 8 | 2039 | 2039-06-01 | 2040-05-31 | 9.7
DASI | 74.4213 | 6.5545 | 6.6856 | 6.7544 | 6.8895 | 7.0273 | 7.1678 | 7.2409 | 7.3857 | 7.4602 | 7.6095 | 7.6095 | 7.6064 | 7.6794 | 7.5099 | 7.413 | 7.1412 | 6.2557 | 4.7201 | 2.5855 | 0 | 0 | 0 | 0 | 0 | 0 | 0 | 0 | 0 | 0 | 0
Rate 1 | 0 | 0 | 0 | 0 | 0 | 0 | 0 | 0 | 0 | 0 | 0 | 0 | 0 | 0 | 0 | 0 | 0 | 0 | 0 | 0 | 0 | 0 | 0 | 0 | 0 | 0 | 0 | 0 | 0 | 0 | 0
Frequency | 557.8323 | 162.4008 | 138.0406 | 116.2171 | 98.7845 | 83.9668 | 71.3718 | 0 | 0 | 0 | 0 | 0 | 0 | 0 | 0 | 0 | 0 | 0 | 0 | 0 | 0 | 0 | 0 | 0 | 0 | 0 | 0 | 0 | 0 | 0 | 0
T&D Deferral | 933.6836 | 0 | 0 | 0 | 0 | 0 | 0 | 746.75 | 746.75 | 0 | 0 | 0 | 0 | 0 | 0 | 0 | 0 | 0 | 0 | 0 | 0 | 0 | 0 | 0 | 0 | 0 | 0 | 0 | 0 | 0 | 0
Power Factor/VAR support | 0 | 0 | 0 | 0 | 0 | 0 | 0 | 0 | 0 | 0 | 0 | 0 | 0 | 0 | 0 | 0 | 0 | 0 | 0 | 0 | 0 | 0 | 0 | 0 | 0 | 0 | 0 | 0 | 0 | 0 | 0
Capacity | 6711.6043 | 248.5 | 520.02 | 617.08 | 629.6 | 622.03 | 632.79 | 630.14 | 622.29 | 634.03 | 775.7 | 865.06 | 854.48 | 844.2 | 807.09 | 755.55 | 700.17 | 608.72 | 468.83 | 289.12 | 85.05 | 0 | 0 | 0 | 0 | 0 | 0 | 0 | 0 | 0 | 0 | [350 empty] | 8 | 2040 | 2040-06-01 | 2041-05-31 | 9.3
RNS | 10761.9976 | 1229.58 | 1328.74 | 1297.03 | 1251.61 | 1197.73 | 1146.5 | 1088 | 1040.32 | 987.01 | 944.21 | 887.26 | 832.24 | 787.95 | 725.2 | 670.97 | 608.24 | 504.22 | 362.44 | 194.14 | 14.42 | 0 | 0 | 0 | 0 | 0 | 0 | 0 | 0 | 0 | 0 | [350 empty] | 8 | 2041 | 2041-06-01 | 2042-05-31 | 9
Total | 20620.6156 | 1790.4381 | 2133.3886 | 2177.8214 | 2131.2091 | 2058.2505 | 2010.7125 | 2625.5417 | 2573.2247 | 1786.5562 | 1888.7365 | 1921.1955 | 1855.6355 | 1802.7417 | 1699.2899 | 1591.4872 | 1467.645 | 1253.1879 | 938.6164 | 544.7665 | 105.5056 | 0 | 0 | 0 | 0 | 0 | 0 | 0 | 0 | 0 | 0 | [350 empty] | 8 | 2042 | 2042-06-01 | 2043-05-31 | 8.5
(0) Adjusted for failure rate | [381 empty] | 8 | 2043 | 2043-06-01 | 2044-05-31 | 7.3
(1) Adjusted for degradation and availability | [381 empty] | 8 | 2044 | 2044-06-01 | 2045-05-31 | 5.4
(2) Adjusted for losses, reserve margin (for FCM), and forecast error. | [381 empty] | 8 | 2045 | 2045-06-01 | 2046-05-31 | 2.9
[382 empty] | 8 | 2046 | 2046-06-01 | 2047-05-31 | 0
[382 empty] | 8 | 2047 | 2047-06-01 | 2048-05-31 | 0
[382 empty] | 8 | 2048 | 2048-06-01 | 2049-05-31 | 0
[382 empty] | 8 | 2049 | 2049-06-01 | 2050-05-31 | 0
[382 empty] | 8 | 2050 | 2050-06-01 | 2051-05-31 | 0
[382 empty] | 8 | 2051 | 2051-06-01 | 2052-05-31 | 0
[382 empty] | 8 | 2052 | 2052-06-01 | 2053-05-31 | 0
[382 empty] | 8 | 2053 | 2053-06-01 | 2054-05-31 | 0
[382 empty] | 8 | 2054 | 2054-06-01 | 2055-05-31 | 0
[382 empty] | 8 | 2055 | 2055-06-01 | 2056-05-31 | 0
[382 empty] | 8 | 2056 | 2056-06-01 | 2057-05-31 | 0
[382 empty] | 8 | 2057 | 2057-06-01 | 2058-05-31 | 0
[382 empty] | 8 | 2058 | 2058-06-01 | 2059-05-31 | 0
Formulas:
Beginning = EOMONTH([Beginning, row above],11)+1
Ending = EOMONTH([Ending, row above],12)

## Monthly Value (3) (hidden)
Green Mountain Power
MW per system
Year |  | 2028 | 2028 | 2028 | 2028 | 2028 | 2028 | 2028 | 2028 | 2028 | 2028 | 2028 | 2028 | 2029 | 2029 | 2029 | 2029 | 2029 | 2029 | 2029 | 2029 | 2029 | 2029 | 2029 | 2029 | 2030 | 2030 | 2030 | 2030 | 2030 | 2030 | 2030 | 2030 | 2030 | 2030 | 2030 | 2030 | 2031 | 2031 | 2031 | 2031 | 2031 | 2031 | 2031 | 2031 | 2031 | 2031 | 2031 | 2031 | 2032 | 2032 | 2032 | 2032 | 2032 | 2032 | 2032 | 2032 | 2032 | 2032 | 2032 | 2032 | 2033 | 2033 | 2033 | 2033 | 2033 | 2033 | 2033 | 2033 | 2033 | 2033 | 2033 | 2033 | 2034 | 2034 | 2034 | 2034 | 2034 | 2034 | 2034 | 2034 | 2034 | 2034 | 2034 | 2034 | 2035 | 2035 | 2035 | 2035 | 2035 | 2035 | 2035 | 2035 | 2035 | 2035 | 2035 | 2035 | 2036 | 2036 | 2036 | 2036 | 2036 | 2036 | 2036 | 2036 | 2036 | 2036 | 2036 | 2036 | 2037 | 2037 | 2037 | 2037 | 2037 | 2037 | 2037 | 2037 | 2037 | 2037 | 2037 | 2037 | 2038 | 2038 | 2038 | 2038 | 2038 | 2038 | 2038 | 2038 | 2038 | 2038 | 2038 | 2038 | 2039 | 2039 | 2039 | 2039 | 2039 | 2039 | 2039 | 2039 | 2039 | 2039 | 2039 | 2039 | 2040 | 2040 | 2040 | 2040 | 2040 | 2040 | 2040 | 2040 | 2040 | 2040 | 2040 | 2040 | 2041 | 2041 | 2041 | 2041 | 2041 | 2041 | 2041 | 2041 | 2041 | 2041 | 2041 | 2041 | 2042 | 2042 | 2042 | 2042 | 2042 | 2042 | 2042 | 2042 | 2042 | 2042 | 2042 | 2042 | 2043 | 2043 | 2043 | 2043 | 2043 | 2043 | 2043 | 2043 | 2043 | 2043 | 2043 | 2043 | 2044 | 2044 | 2044 | 2044 | 2044 | 2044 | 2044 | 2044 | 2044 | 2044 | 2044 | 2044 | 2045 | 2045 | 2045 | 2045 | 2045 | 2045 | 2045 | 2045 | 2045 | 2045 | 2045 | 2045 | 2046 | 2046 | 2046 | 2046 | 2046 | 2046 | 2046 | 2046 | 2046 | 2046 | 2046 | 2046 | 2047 | 2047 | 2047 | 2047 | 2047 | 2047 | 2047 | 2047 | 2047 | 2047 | 2047 | 2047 | 2048 | 2048 | 2048 | 2048 | 2048 | 2048 | 2048 | 2048 | 2048 | 2048 | 2048 | 2048 | 2049 | 2049 | 2049 | 2049 | 2049 | 2049 | 2049 | 2049 | 2049 | 2049 | 2049 | 2049 | 2050 | 2050 | 2050 | 2050 | 2050 | 2050 | 2050 | 2050 | 2050 | 2050 | 2050 | 2050 | 2051 | 2051 | 2051 | 2051 | 2051 | 2051 | 2051 | 2051 | 2051 | 2051 | 2051 | 2051 | 2052 | 2052 | 2052 | 2052 | 2052 | 2052 | 2052 | 2052 | 2052 | 2052 | 2052 | 2052 | 2053 | 2053 | 2053 | 2053 | 2053 | 2053 | 2053 | 2053 | 2053 | 2053 | 2053 | 2053 | 2054 | 2054 | 2054 | 2054 | 2054 | 2054 | 2054 | 2054 | 2054 | 2054 | 2054 | 2054 | 2055 | 2055 | 2055 | 2055 | 2055 | 2055 | 2055 | 2055 | 2055 | 2055 | 2055 | 2055 | 2056 | 2056 | 2056 | 2056 | 2056 | 2056 | 2056 | 2056 | 2056 | 2056 | 2056 | 2056 | 2057 | 2057 | 2057 | 2057 | 2057 | 2057 | 2057 | 2057 | 2057 | 2057 | 2057 | 2057 | 2058 | 2058 | 2058 | 2058 | 2058 | 2058 | 2058 | 2058 | 2058 | 2058 | 2058 | 2058 | 2059 | 2059 | 2059 | 2059 | 2059 | 2059 | 2059 | 2059
Project Year |  | 1 | 1 | 1 | 1 | 1 | 1 | 1 | 1 | 1 | 1 | 1 | 1 | 2 | 2 | 2 | 2 | 2 | 2 | 2 | 2 | 2 | 2 | 2 | 2 | 3 | 3 | 3 | 3 | 3 | 3 | 3 | 3 | 3 | 3 | 3 | 3 | 4 | 4 | 4 | 4 | 4 | 4 | 4 | 4 | 4 | 4 | 4 | 4 | 5 | 5 | 5 | 5 | 5 | 5 | 5 | 5 | 5 | 5 | 5 | 5 | 6 | 6 | 6 | 6 | 6 | 6 | 6 | 6 | 6 | 6 | 6 | 6 | 7 | 7 | 7 | 7 | 7 | 7 | 7 | 7 | 7 | 7 | 7 | 7 | 8 | 8 | 8 | 8 | 8 | 8 | 8 | 8 | 8 | 8 | 8 | 8 | 9 | 9 | 9 | 9 | 9 | 9 | 9 | 9 | 9 | 9 | 9 | 9 | 10 | 10 | 10 | 10 | 10 | 10 | 10 | 10 | 10 | 10 | 10 | 10 | 11 | 11 | 11 | 11 | 11 | 11 | 11 | 11 | 11 | 11 | 11 | 11 | 12 | 12 | 12 | 12 | 12 | 12 | 12 | 12 | 12 | 12 | 12 | 12 | 13 | 13 | 13 | 13 | 13 | 13 | 13 | 13 | 13 | 13 | 13 | 13 | 14 | 14 | 14 | 14 | 14 | 14 | 14 | 14 | 14 | 14 | 14 | 14 | 15 | 15 | 15 | 15 | 15 | 15 | 15 | 15 | 15 | 15 | 15 | 15 | 16 | 16 | 16 | 16 | 16 | 16 | 16 | 16 | 16 | 16 | 16 | 16 | 17 | 17 | 17 | 17 | 17 | 17 | 17 | 17 | 17 | 17 | 17 | 17 | 18 | 18 | 18 | 18 | 18 | 18 | 18 | 18 | 18 | 18 | 18 | 18 | 19 | 19 | 19 | 19 | 19 | 19 | 19 | 19 | 19 | 19 | 19 | 19 | 20 | 20 | 20 | 20 | 20 | 20 | 20 | 20 | 20 | 20 | 20 | 20 | 21 | 21 | 21 | 21 | 21 | 21 | 21 | 21 | 21 | 21 | 21 | 21 | 22 | 22 | 22 | 22 | 22 | 22 | 22 | 22 | 22 | 22 | 22 | 22 | 23 | 23 | 23 | 23 | 23 | 23 | 23 | 23 | 23 | 23 | 23 | 23 | 24 | 24 | 24 | 24 | 24 | 24 | 24 | 24 | 24 | 24 | 24 | 24 | 25 | 25 | 25 | 25 | 25 | 25 | 25 | 25 | 25 | 25 | 25 | 25 | 26 | 26 | 26 | 26 | 26 | 26 | 26 | 26 | 26 | 26 | 26 | 26 | 27 | 27 | 27 | 27 | 27 | 27 | 27 | 27 | 27 | 27 | 27 | 27 | 28 | 28 | 28 | 28 | 28 | 28 | 28 | 28 | 28 | 28 | 28 | 28 | 29 | 29 | 29 | 29 | 29 | 29 | 29 | 29 | 29 | 29 | 29 | 29 | 30 | 30 | 30 | 30 | 30 | 30 | 30 | 30 | 30 | 30 | 30 | 30 | 31 | 31 | 31 | 31 | 31 | 31 | 31 | 31 | 31 | 31 | 31 | 31 | 32 | 32 | 32 | 32 | 32 | 32 | 32 | 32
Month |  | 1 | 2 | 3 | 4 | 5 | 6 | 7 | 8 | 9 | 10 | 11 | 12 | 1 | 2 | 3 | 4 | 5 | 6 | 7 | 8 | 9 | 10 | 11 | 12 | 1 | 2 | 3 | 4 | 5 | 6 | 7 | 8 | 9 | 10 | 11 | 12 | 1 | 2 | 3 | 4 | 5 | 6 | 7 | 8 | 9 | 10 | 11 | 12 | 1 | 2 | 3 | 4 | 5 | 6 | 7 | 8 | 9 | 10 | 11 | 12 | 1 | 2 | 3 | 4 | 5 | 6 | 7 | 8 | 9 | 10 | 11 | 12 | 1 | 2 | 3 | 4 | 5 | 6 | 7 | 8 | 9 | 10 | 11 | 12 | 1 | 2 | 3 | 4 | 5 | 6 | 7 | 8 | 9 | 10 | 11 | 12 | 1 | 2 | 3 | 4 | 5 | 6 | 7 | 8 | 9 | 10 | 11 | 12 | 1 | 2 | 3 | 4 | 5 | 6 | 7 | 8 | 9 | 10 | 11 | 12 | 1 | 2 | 3 | 4 | 5 | 6 | 7 | 8 | 9 | 10 | 11 | 12 | 1 | 2 | 3 | 4 | 5 | 6 | 7 | 8 | 9 | 10 | 11 | 12 | 1 | 2 | 3 | 4 | 5 | 6 | 7 | 8 | 9 | 10 | 11 | 12 | 1 | 2 | 3 | 4 | 5 | 6 | 7 | 8 | 9 | 10 | 11 | 12 | 1 | 2 | 3 | 4 | 5 | 6 | 7 | 8 | 9 | 10 | 11 | 12 | 1 | 2 | 3 | 4 | 5 | 6 | 7 | 8 | 9 | 10 | 11 | 12 | 1 | 2 | 3 | 4 | 5 | 6 | 7 | 8 | 9 | 10 | 11 | 12 | 1 | 2 | 3 | 4 | 5 | 6 | 7 | 8 | 9 | 10 | 11 | 12 | 1 | 2 | 3 | 4 | 5 | 6 | 7 | 8 | 9 | 10 | 11 | 12 | 1 | 2 | 3 | 4 | 5 | 6 | 7 | 8 | 9 | 10 | 11 | 12 | 1 | 2 | 3 | 4 | 5 | 6 | 7 | 8 | 9 | 10 | 11 | 12 | 1 | 2 | 3 | 4 | 5 | 6 | 7 | 8 | 9 | 10 | 11 | 12 | 1 | 2 | 3 | 4 | 5 | 6 | 7 | 8 | 9 | 10 | 11 | 12 | 1 | 2 | 3 | 4 | 5 | 6 | 7 | 8 | 9 | 10 | 11 | 12 | 1 | 2 | 3 | 4 | 5 | 6 | 7 | 8 | 9 | 10 | 11 | 12 | 1 | 2 | 3 | 4 | 5 | 6 | 7 | 8 | 9 | 10 | 11 | 12 | 1 | 2 | 3 | 4 | 5 | 6 | 7 | 8 | 9 | 10 | 11 | 12 | 1 | 2 | 3 | 4 | 5 | 6 | 7 | 8 | 9 | 10 | 11 | 12 | 1 | 2 | 3 | 4 | 5 | 6 | 7 | 8 | 9 | 10 | 11 | 12 | 1 | 2 | 3 | 4 | 5 | 6 | 7 | 8 | 9 | 10 | 11 | 12 | 1 | 2 | 3 | 4 | 5 | 6 | 7 | 8 | 9 | 10 | 11 | 12 | 1 | 2 | 3 | 4 | 5 | 6 | 7 | 8 | Peak
Frequency Flag |  | 1 | 1 | 1 | 1 | 1 | 1 | 1 | 1 | 1 | 1 | 1 | 1 | 1 | 1 | 1 | 1 | 1 | 1 | 1 | 1 | 1 | 1 | 1 | 1 | 1 | 1 | 1 | 1 | 1 | 1 | 1 | 1 | 1 | 1 | 1 | 1 | 1 | 1 | 1 | 1 | 1 | 1 | 1 | 1 | 1 | 1 | 1 | 1 | 1 | 1 | 1 | 1 | 1 | 1 | 1 | 1 | 1 | 1 | 1 | 1 | 1 | 1 | 1 | 1 | 1 | 1 | 1 | 1 | 1 | 1 | 1 | 1 | 0 | 0 | 0 | 0 | 0 | 0 | 0 | 0 | 0 | 0 | 0 | 0 | 0 | 0 | 0 | 0 | 0 | 0 | 0 | 0 | 0 | 0 | 0 | 0 | 0 | 0 | 0 | 0 | 0 | 0 | 0 | 0 | 0 | 0 | 0 | 0 | 0 | 0 | 0 | 0 | 0 | 0 | 0 | 0 | 0 | 0 | 0 | 0 | 0 | 0 | 0 | 0 | 0 | 0 | 0 | 0 | 0 | 0 | 0 | 0 | 0 | 0 | 0 | 0 | 0 | 0 | 0 | 0 | 0 | 0 | 0 | 0 | 0 | 0 | 0 | 0 | 0 | 0 | 0 | 0 | 0 | 0 | 0 | 0 | 0 | 0 | 0 | 0 | 0 | 0 | 0 | 0 | 0 | 0 | 0 | 0 | 0 | 0 | 0 | 0 | 0 | 0 | 0 | 0 | 0 | 0 | 0 | 0 | 0 | 0 | 0 | 0 | 0 | 0 | 0 | 0 | 0 | 0 | 0 | 0 | 0 | 0 | 0 | 0 | 0 | 0 | 0 | 0 | 0 | 0 | 0 | 0 | 0 | 0 | 0 | 0 | 0 | 0 | 0 | 0 | 0 | 0 | 0 | 0 | 0 | 0 | 0 | 0 | 0 | 0 | 0 | 0 | 0 | 0 | 0 | 0 | 0 | 0 | 0 | 0 | 0 | 0 | 0 | 0 | 0 | 0 | 0 | 0 | 0 | 0 | 0 | 0 | 0 | 0 | 0 | 0 | 0 | 0 | 0 | 0 | 0 | 0 | 0 | 0 | 0 | 0 | 0 | 0 | 0 | 0 | 0 | 0 | 0 | 0 | 0 | 0 | 0 | 0 | 0 | 0 | 0 | 0 | 0 | 0 | 0 | 0 | 0 | 0 | 0 | 0 | 0 | 0 | 0 | 0 | 0 | 0 | 0 | 0 | 0 | 0 | 0 | 0 | 0 | 0 | 0 | 0 | 0 | 0 | 0 | 0 | 0 | 0 | 0 | 0 | 0 | 0 | 0 | 0 | 0 | 0 | 0 | 0 | 0 | 0 | 0 | 0 | 0 | 0 | 0 | 0 | 0 | 0 | 0 | 0 | 0 | 0 | 0 | 0 | 0 | 0 | 0 | 0 | 0 | 0 | 0 | 0 | 0 | 0 | 0 | 0 | 0 | 0 | 0 | 0 | 0 | 0 | 0 | 0 | 0 | 0 | 0 | 0 | 0 | 0 | 0 | 0 | 0 | 0 | 0 | 0 | 0 | 0 | 0 | 0 | 0 | 0 | 0 | 0 | 0 | 0 | 0 | 0 | 0 | 0 | 0 | 0 | 0 | 0
T&D Flag |  | 0 | 0 | 0 | 0 | 0 | 0 | 0 | 0 | 0 | 0 | 0 | 0 | 0 | 0 | 0 | 0 | 0 | 0 | 0 | 0 | 0 | 0 | 0 | 0 | 0 | 0 | 0 | 0 | 0 | 0 | 0 | 0 | 0 | 0 | 0 | 0 | 0 | 0 | 0 | 0 | 0 | 0 | 0 | 0 | 0 | 0 | 0 | 0 | 0 | 0 | 0 | 0 | 0 | 0 | 0 | 0 | 0 | 0 | 0 | 0 | 0 | 0 | 0 | 0 | 0 | 0 | 0 | 0 | 0 | 0 | 0 | 0 | 1 | 1 | 1 | 1 | 1 | 1 | 1 | 1 | 1 | 1 | 1 | 1 | 1 | 1 | 1 | 1 | 1 | 1 | 1 | 1 | 1 | 1 | 1 | 1 | 0 | 0 | 0 | 0 | 0 | 0 | 0 | 0 | 0 | 0 | 0 | 0 | 0 | 0 | 0 | 0 | 0 | 0 | 0 | 0 | 0 | 0 | 0 | 0 | 0 | 0 | 0 | 0 | 0 | 0 | 0 | 0 | 0 | 0 | 0 | 0 | 0 | 0 | 0 | 0 | 0 | 0 | 0 | 0 | 0 | 0 | 0 | 0 | 0 | 0 | 0 | 0 | 0 | 0 | 0 | 0 | 0 | 0 | 0 | 0 | 0 | 0 | 0 | 0 | 0 | 0 | 0 | 0 | 0 | 0 | 0 | 0 | 0 | 0 | 0 | 0 | 0 | 0 | 0 | 0 | 0 | 0 | 0 | 0 | 0 | 0 | 0 | 0 | 0 | 0 | 0 | 0 | 0 | 0 | 0 | 0 | 0 | 0 | 0 | 0 | 0 | 0 | 0 | 0 | 0 | 0 | 0 | 0 | 0 | 0 | 0 | 0 | 0 | 0 | 0 | 0 | 0 | 0 | 0 | 0 | 0 | 0 | 0 | 0 | 0 | 0 | 0 | 0 | 0 | 0 | 0 | 0 | 0 | 0 | 0 | 0 | 0 | 0 | 0 | 0 | 0 | 0 | 0 | 0 | 0 | 0 | 0 | 0 | 0 | 0 | 0 | 0 | 0 | 0 | 0 | 0 | 0 | 0 | 0 | 0 | 0 | 0 | 0 | 0 | 0 | 0 | 0 | 0 | 0 | 0 | 0 | 0 | 0 | 0 | 0 | 0 | 0 | 0 | 0 | 0 | 0 | 0 | 0 | 0 | 0 | 0 | 0 | 0 | 0 | 0 | 0 | 0 | 0 | 0 | 0 | 0 | 0 | 0 | 0 | 0 | 0 | 0 | 0 | 0 | 0 | 0 | 0 | 0 | 0 | 0 | 0 | 0 | 0 | 0 | 0 | 0 | 0 | 0 | 0 | 0 | 0 | 0 | 0 | 0 | 0 | 0 | 0 | 0 | 0 | 0 | 0 | 0 | 0 | 0 | 0 | 0 | 0 | 0 | 0 | 0 | 0 | 0 | 0 | 0 | 0 | 0 | 0 | 0 | 0 | 0 | 0 | 0 | 0 | 0 | 0 | 0 | 0 | 0 | 0 | 0 | 0 | 0 | 0 | 0 | 0 | 0 | 0 | 0 | 0 | 0 | 0 | 0 | 0 | 0 | 0 | 0 | 0 | 0 | 0 | 0 | 0 | 0 | 0 | 0
Nominal Site Capacity - kW (0) |  | 0 | 0 | 0 | 0 | 0 | 0 | 0 | 0 | 0 | 0 | 0 | 0 | 0 | 0 | 0 | 0 | 0 | 0 | 0 | 0 | 0 | 0 | 0 | 0 | 0 | 0 | 0 | 0 | 0 | 0 | 0 | 0 | 0 | 0 | 0 | 0 | 0 | 0 | 0 | 0 | 0 | 0 | 0 | 0 | 0 | 0 | 0 | 0 | 0 | 0 | 0 | 0 | 0 | 0 | 0 | 0 | 0 | 0 | 0 | 0 | 0 | 0 | 0 | 0 | 0 | 0 | 0 | 0 | 0 | 0 | 0 | 0 | 0 | 0 | 0 | 0 | 0 | 0 | 0 | 0 | 0 | 0 | 0 | 0 | 0 | 0 | 0 | 0 | 0 | 0 | 0 | 0 | 0 | 0 | 0 | 0 | 0 | 0 | 0 | 0 | 0 | 0 | 0 | 0 | 0 | 0 | 0 | 0 | 0 | 0 | 0 | 0 | 0 | 0 | 0 | 0 | 0 | 0 | 0 | 0 | 0 | 0 | 0 | 0 | 0 | 0 | 0 | 0 | 0 | 0 | 0 | 0 | 0 | 0 | 0 | 0 | 0 | 0 | 0 | 0 | 0 | 0 | 0 | 0 | 0 | 0 | 0 | 0 | 0 | 0 | 0 | 0 | 0 | 0 | 0 | 0 | 0 | 0 | 0 | 0 | 0 | 0 | 0 | 0 | 0 | 0 | 0 | 0 | 0 | 0 | 0 | 0 | 0 | 0 | 0 | 0 | 0 | 0 | 0 | 0 | 0 | 0 | 0 | 0 | 0 | 0 | 0 | 0 | 0 | 0 | 0 | 0 | 0 | 0 | 0 | 0 | 0 | 0 | 0 | 0 | 0 | 0 | 0 | 0 | 0 | 0 | 0 | 0 | 0 | 0 | 0 | 0 | 0 | 0 | 0 | 0 | 0 | 0 | 0 | 0 | 0 | 0 | 0 | 0 | 0 | 0 | 0 | 0 | 0 | 0 | 0 | 0 | 0 | 0 | 0 | 0 | 0 | 0 | 0 | 0 | 0 | 0 | 0 | 0 | 0 | 0 | 0 | 0 | 0 | 0 | 0 | 0 | 0 | 0 | 0 | 0 | 0 | 0 | 0 | 0 | 0 | 0 | 0 | 0 | 0 | 0 | 0 | 0 | 0 | 0 | 0 | 0 | 0 | 0 | 0 | 0 | 0 | 0 | 0 | 0 | 0 | 0 | 0 | 0 | 0 | 0 | 0 | 0 | 0 | 0 | 0 | 0 | 0 | 0 | 0 | 0 | 0 | 0 | 0 | 0 | 0 | 0 | 0 | 0 | 0 | 0 | 0 | 0 | 0 | 0 | 0 | 0 | 0 | 0 | 0 | 0 | 0 | 0 | 0 | 0 | 0 | 0 | 0 | 0 | 0 | 0 | 0 | 0 | 0 | 0 | 0 | 0 | 0 | 0 | 0 | 0 | 0 | 0 | 0 | 0 | 0 | 0 | 0 | 0 | 0 | 0 | 0 | 0 | 0 | 0 | 0 | 0 | 0 | 0 | 0 | 0 | 0 | 0 | 0 | 0 | 0 | 0 | 0 | 0 | 0 | 0 | 0 | 0 | 0 | 0 | 0 | 0 | 0 | 0 | 0 | 0 | 0 | 0 | 0 | 0
Capacity Volume (1) |  | 0 | 0 | 0 | 0 | 0 | 0 | 0 | 0 | 0 | 0 | 0 | 0 | 0 | 0 | 0 | 0 | 0 | 0 | 0 | 0 | 0 | 0 | 0 | 0 | 0 | 0 | 0 | 0 | 0 | 0 | 0 | 0 | 0 | 0 | 0 | 0 | 0 | 0 | 0 | 0 | 0 | 0 | 0 | 0 | 0 | 0 | 0 | 0 | 0 | 0 | 0 | 0 | 0 | 0 | 0 | 0 | 0 | 0 | 0 | 0 | 0 | 0 | 0 | 0 | 0 | 0 | 0 | 0 | 0 | 0 | 0 | 0 | 0 | 0 | 0 | 0 | 0 | 0 | 0 | 0 | 0 | 0 | 0 | 0 | 0 | 0 | 0 | 0 | 0 | 0 | 0 | 0 | 0 | 0 | 0 | 0 | 0 | 0 | 0 | 0 | 0 | 0 | 0 | 0 | 0 | 0 | 0 | 0 | 0 | 0 | 0 | 0 | 0 | 0 | 0 | 0 | 0 | 0 | 0 | 0 | 0 | 0 | 0 | 0 | 0 | 0 | 0 | 0 | 0 | 0 | 0 | 0 | 0 | 0 | 0 | 0 | 0 | 0 | 0 | 0 | 0 | 0 | 0 | 0 | 0 | 0 | 0 | 0 | 0 | 0 | 0 | 0 | 0 | 0 | 0 | 0 | 0 | 0 | 0 | 0 | 0 | 0 | 0 | 0 | 0 | 0 | 0 | 0 | 0 | 0 | 0 | 0 | 0 | 0 | 0 | 0 | 0 | 0 | 0 | 0 | 0 | 0 | 0 | 0 | 0 | 0 | 0 | 0 | 0 | 0 | 0 | 0 | 0 | 0 | 0 | 0 | 0 | 0 | 0 | 0 | 0 | 0 | 0 | 0 | 0 | 0 | 0 | 0 | 0 | 0 | 0 | 0 | 0 | 0 | 0 | 0 | 0 | 0 | 0 | 0 | 0 | 0 | 0 | 0 | 0 | 0 | 0 | 0 | 0 | 0 | 0 | 0 | 0 | 0 | 0 | 0 | 0 | 0 | 0 | 0 | 0 | 0 | 0 | 0 | 0 | 0 | 0 | 0 | 0 | 0 | 0 | 0 | 0 | 0 | 0 | 0 | 0 | 0 | 0 | 0 | 0 | 0 | 0 | 0 | 0 | 0 | 0 | 0 | 0 | 0 | 0 | 0 | 0 | 0 | 0 | 0 | 0 | 0 | 0 | 0 | 0 | 0 | 0 | 0 | 0 | 0 | 0 | 0 | 0 | 0 | 0 | 0 | 0 | 0 | 0 | 0 | 0 | 0 | 0 | 0 | 0 | 0 | 0 | 0 | 0 | 0 | 0 | 0 | 0 | 0 | 0 | 0 | 0 | 0 | 0 | 0 | 0 | 0 | 0 | 0 | 0 | 0 | 0 | 0 | 0 | 0 | 0 | 0 | 0 | 0 | 0 | 0 | 0 | 0 | 0 | 0 | 0 | 0 | 0 | 0 | 0 | 0 | 0 | 0 | 0 | 0 | 0 | 0 | 0 | 0 | 0 | 0 | 0 | 0 | 0 | 0 | 0 | 0 | 0 | 0 | 0 | 0 | 0 | 0 | 0 | 0 | 0 | 0 | 0 | 0 | 0 | 0 | 0 | 0 | 0 | 0 | 0 | 0 | 0 | 0
RNS Volume (1) |  | 0 | 0 | 0 | 0 | 0 | 0 | 0 | 0 | 0 | 0 | 0 | 0 | 0 | 0 | 0 | 0 | 0 | 0 | 0 | 0 | 0 | 0 | 0 | 0 | 0 | 0 | 0 | 0 | 0 | 0 | 0 | 0 | 0 | 0 | 0 | 0 | 0 | 0 | 0 | 0 | 0 | 0 | 0 | 0 | 0 | 0 | 0 | 0 | 0 | 0 | 0 | 0 | 0 | 0 | 0 | 0 | 0 | 0 | 0 | 0 | 0 | 0 | 0 | 0 | 0 | 0 | 0 | 0 | 0 | 0 | 0 | 0 | 0 | 0 | 0 | 0 | 0 | 0 | 0 | 0 | 0 | 0 | 0 | 0 | 0 | 0 | 0 | 0 | 0 | 0 | 0 | 0 | 0 | 0 | 0 | 0 | 0 | 0 | 0 | 0 | 0 | 0 | 0 | 0 | 0 | 0 | 0 | 0 | 0 | 0 | 0 | 0 | 0 | 0 | 0 | 0 | 0 | 0 | 0 | 0 | 0 | 0 | 0 | 0 | 0 | 0 | 0 | 0 | 0 | 0 | 0 | 0 | 0 | 0 | 0 | 0 | 0 | 0 | 0 | 0 | 0 | 0 | 0 | 0 | 0 | 0 | 0 | 0 | 0 | 0 | 0 | 0 | 0 | 0 | 0 | 0 | 0 | 0 | 0 | 0 | 0 | 0 | 0 | 0 | 0 | 0 | 0 | 0 | 0 | 0 | 0 | 0 | 0 | 0 | 0 | 0 | 0 | 0 | 0 | 0 | 0 | 0 | 0 | 0 | 0 | 0 | 0 | 0 | 0 | 0 | 0 | 0 | 0 | 0 | 0 | 0 | 0 | 0 | 0 | 0 | 0 | 0 | 0 | 0 | 0 | 0 | 0 | 0 | 0 | 0 | 0 | 0 | 0 | 0 | 0 | 0 | 0 | 0 | 0 | 0 | 0 | 0 | 0 | 0 | 0 | 0 | 0 | 0 | 0 | 0 | 0 | 0 | 0 | 0 | 0 | 0 | 0 | 0 | 0 | 0 | 0 | 0 | 0 | 0 | 0 | 0 | 0 | 0 | 0 | 0 | 0 | 0 | 0 | 0 | 0 | 0 | 0 | 0 | 0 | 0 | 0 | 0 | 0 | 0 | 0 | 0 | 0 | 0 | 0 | 0 | 0 | 0 | 0 | 0 | 0 | 0 | 0 | 0 | 0 | 0 | 0 | 0 | 0 | 0 | 0 | 0 | 0 | 0 | 0 | 0 | 0 | 0 | 0 | 0 | 0 | 0 | 0 | 0 | 0 | 0 | 0 | 0 | 0 | 0 | 0 | 0 | 0 | 0 | 0 | 0 | 0 | 0 | 0 | 0 | 0 | 0 | 0 | 0 | 0 | 0 | 0 | 0 | 0 | 0 | 0 | 0 | 0 | 0 | 0 | 0 | 0 | 0 | 0 | 0 | 0 | 0 | 0 | 0 | 0 | 0 | 0 | 0 | 0 | 0 | 0 | 0 | 0 | 0 | 0 | 0 | 0 | 0 | 0 | 0 | 0 | 0 | 0 | 0 | 0 | 0 | 0 | 0 | 0 | 0 | 0 | 0 | 0 | 0 | 0 | 0 | 0 | 0 | 0 | 0 | 0 | 0 | 0 | 0 | 0 | 0
Reserve Margin |  | 35% | 35% | 35% | 35% | 35% | 35% | 35% | 35% | 35% | 35% | 35% | 35% | 35% | 35% | 35% | 35% | 35% | 35% | 35% | 35% | 35% | 35% | 35% | 35% | 35% | 35% | 35% | 35% | 35% | 35% | 35% | 35% | 35% | 35% | 35% | 35% | 35% | 35% | 35% | 35% | 35% | 35% | 35% | 35% | 35% | 35% | 35% | 35% | 35% | 35% | 35% | 35% | 35% | 35% | 35% | 35% | 35% | 35% | 35% | 35% | 35% | 35% | 35% | 35% | 35% | 35% | 35% | 35% | 35% | 35% | 35% | 35% | 35% | 35% | 35% | 35% | 35% | 35% | 35% | 35% | 35% | 35% | 35% | 35% | 35% | 35% | 35% | 35% | 35% | 35% | 35% | 35% | 35% | 35% | 35% | 35% | 35% | 35% | 35% | 35% | 35% | 35% | 35% | 35% | 35% | 35% | 35% | 35% | 35% | 35% | 35% | 35% | 35% | 35% | 35% | 35% | 35% | 35% | 35% | 35% | 35% | 35% | 35% | 35% | 35% | 35% | 35% | 35% | 35% | 35% | 35% | 35% | 35% | 35% | 35% | 35% | 35% | 35% | 35% | 35% | 35% | 35% | 35% | 35% | 35% | 35% | 35% | 35% | 35% | 35% | 35% | 35% | 35% | 35% | 35% | 35% | 35% | 35% | 35% | 35% | 35% | 35% | 35% | 35% | 35% | 35% | 35% | 35% | 35% | 35% | 35% | 35% | 35% | 35% | 35% | 35% | 35% | 35% | 35% | 35% | 35% | 35% | 35% | 35% | 35% | 35% | 35% | 35% | 35% | 35% | 35% | 35% | 35% | 35% | 35% | 35% | 35% | 35% | 35% | 35% | 35% | 35% | 35% | 35% | 35% | 35% | 35% | 35% | 35% | 35% | 35% | 35% | 35% | 35% | 35% | 35% | 35% | 35% | 35% | 35% | 35% | 35% | 35% | 35% | 35% | 35% | 35% | 35% | 35% | 35% | 35% | 35% | 35% | 35% | 35% | 35% | 35% | 35% | 35% | 35% | 35% | 35% | 35% | 35% | 35% | 35% | 35% | 35% | 35% | 35% | 35% | 35% | 35% | 35% | 35% | 35% | 35% | 35% | 35% | 35% | 35% | 35% | 35% | 35% | 35% | 35% | 35% | 35% | 35% | 35% | 35% | 35% | 35% | 35% | 35% | 35% | 35% | 35% | 35% | 35% | 35% | 35% | 35% | 35% | 35% | 35% | 35% | 35% | 35% | 35% | 35% | 35% | 35% | 35% | 35% | 35% | 35% | 35% | 35% | 35% | 35% | 35% | 35% | 35% | 35% | 35% | 35% | 35% | 35% | 35% | 35% | 35% | 35% | 35% | 35% | 35% | 35% | 35% | 35% | 35% | 35% | 35% | 35% | 35% | 35% | 35% | 35% | 35% | 35% | 35% | 35% | 35% | 35% | 35% | 35% | 35% | 35% | 35% | 35% | 35% | 35% | 35% | 35% | 35% | 35% | 35% | 35% | 35% | 35% | 35% | 35% | 35% | 35% | 35% | 35% | 35% | 35% | 35% | 35% | 35% | 35% | 35% | 35% | 35% | 35% | 35% | 35% | 35% | 35% | 35% | 35% | 35% | 35% | 35% | 35% | 35% | 35% | 35% | 35% | 35%
Marginal Losses |  | 6.75% | 6.75% | 6.75% | 6.75% | 6.75% | 6.75% | 6.75% | 6.75% | 6.75% | 6.75% | 6.75% | 6.75% | 6.75% | 6.75% | 6.75% | 6.75% | 6.75% | 6.75% | 6.75% | 6.75% | 6.75% | 6.75% | 6.75% | 6.75% | 6.75% | 6.75% | 6.75% | 6.75% | 6.75% | 6.75% | 6.75% | 6.75% | 6.75% | 6.75% | 6.75% | 6.75% | 6.75% | 6.75% | 6.75% | 6.75% | 6.75% | 6.75% | 6.75% | 6.75% | 6.75% | 6.75% | 6.75% | 6.75% | 6.75% | 6.75% | 6.75% | 6.75% | 6.75% | 6.75% | 6.75% | 6.75% | 6.75% | 6.75% | 6.75% | 6.75% | 6.75% | 6.75% | 6.75% | 6.75% | 6.75% | 6.75% | 6.75% | 6.75% | 6.75% | 6.75% | 6.75% | 6.75% | 6.75% | 6.75% | 6.75% | 6.75% | 6.75% | 6.75% | 6.75% | 6.75% | 6.75% | 6.75% | 6.75% | 6.75% | 6.75% | 6.75% | 6.75% | 6.75% | 6.75% | 6.75% | 6.75% | 6.75% | 6.75% | 6.75% | 6.75% | 6.75% | 6.75% | 6.75% | 6.75% | 6.75% | 6.75% | 6.75% | 6.75% | 6.75% | 6.75% | 6.75% | 6.75% | 6.75% | 6.75% | 6.75% | 6.75% | 6.75% | 6.75% | 6.75% | 6.75% | 6.75% | 6.75% | 6.75% | 6.75% | 6.75% | 6.75% | 6.75% | 6.75% | 6.75% | 6.75% | 6.75% | 6.75% | 6.75% | 6.75% | 6.75% | 6.75% | 6.75% | 6.75% | 6.75% | 6.75% | 6.75% | 6.75% | 6.75% | 6.75% | 6.75% | 6.75% | 6.75% | 6.75% | 6.75% | 6.75% | 6.75% | 6.75% | 6.75% | 6.75% | 6.75% | 6.75% | 6.75% | 6.75% | 6.75% | 6.75% | 6.75% | 6.75% | 6.75% | 6.75% | 6.75% | 6.75% | 6.75% | 6.75% | 6.75% | 6.75% | 6.75% | 6.75% | 6.75% | 6.75% | 6.75% | 6.75% | 6.75% | 6.75% | 6.75% | 6.75% | 6.75% | 6.75% | 6.75% | 6.75% | 6.75% | 6.75% | 6.75% | 6.75% | 6.75% | 6.75% | 6.75% | 6.75% | 6.75% | 6.75% | 6.75% | 6.75% | 6.75% | 6.75% | 6.75% | 6.75% | 6.75% | 6.75% | 6.75% | 6.75% | 6.75% | 6.75% | 6.75% | 6.75% | 6.75% | 6.75% | 6.75% | 6.75% | 6.75% | 6.75% | 6.75% | 6.75% | 6.75% | 6.75% | 6.75% | 6.75% | 6.75% | 6.75% | 6.75% | 6.75% | 6.75% | 6.75% | 6.75% | 6.75% | 6.75% | 6.75% | 6.75% | 6.75% | 6.75% | 6.75% | 6.75% | 6.75% | 6.75% | 6.75% | 6.75% | 6.75% | 6.75% | 6.75% | 6.75% | 6.75% | 6.75% | 6.75% | 6.75% | 6.75% | 6.75% | 6.75% | 6.75% | 6.75% | 6.75% | 6.75% | 6.75% | 6.75% | 6.75% | 6.75% | 6.75% | 6.75% | 6.75% | 6.75% | 6.75% | 6.75% | 6.75% | 6.75% | 6.75% | 6.75% | 6.75% | 6.75% | 6.75% | 6.75% | 6.75% | 6.75% | 6.75% | 6.75% | 6.75% | 6.75% | 6.75% | 6.75% | 6.75% | 6.75% | 6.75% | 6.75% | 6.75% | 6.75% | 6.75% | 6.75% | 6.75% | 6.75% | 6.75% | 6.75% | 6.75% | 6.75% | 6.75% | 6.75% | 6.75% | 6.75% | 6.75% | 6.75% | 6.75% | 6.75% | 6.75% | 6.75% | 6.75% | 6.75% | 6.75% | 6.75% | 6.75% | 6.75% | 6.75% | 6.75% | 6.75% | 6.75% | 6.75% | 6.75% | 6.75% | 6.75% | 6.75% | 6.75% | 6.75% | 6.75% | 6.75% | 6.75% | 6.75% | 6.75% | 6.75% | 6.75% | 6.75% | 6.75% | 6.75% | 6.75% | 6.75% | 6.75% | 6.75% | 6.75% | 6.75% | 6.75% | 6.75% | 6.75% | 6.75% | 6.75% | 6.75% | 6.75% | 6.75% | 6.75% | 6.75% | 6.75% | 6.75% | 6.75% | 6.75% | 6.75% | 6.75% | 6.75% | 6.75% | 6.75% | 6.75% | 6.75% | 6.75% | 6.75% | 6.75% | 6.75% | 6.75% | 6.75% | 6.75% | 6.75% | 6.75% | 6.75% | 6.75% | 6.75% | 6.75% | 6.75% | 6.75% | 6.75% | 6.75% | 6.75% | 6.75% | 6.75% | 6.75% | 6.75% | 6.75% | 6.75% | 6.75% | 6.75% | 6.75%
[382 empty] | Month | Year | Beginning | Ending | Volume
Adjusted Capacity Volume (2) |  | 0 | 0 | 0 | 0 | 0 | 0 | 0 | 0 | 0 | 0 | 0 | 0 | 0 | 0 | 0 | 0 | 0 | 0 | 0 | 0 | 0 | 0 | 0 | 0 | 0 | 0 | 0 | 0 | 0 | 0 | 0 | 0 | 0 | 0 | 0 | 0 | 0 | 0 | 0 | 0 | 0 | 0 | 0 | 0 | 0 | 0 | 0 | 0 | 0 | 0 | 0 | 0 | 0 | 0 | 0 | 0 | 0 | 0 | 0 | 0 | 0 | 0 | 0 | 0 | 0 | 0 | 0 | 0 | 0 | 0 | 0 | 0 | 0 | 0 | 0 | 0 | 0 | 0 | 0 | 0 | 0 | 0 | 0 | 0 | 0 | 0 | 0 | 0 | 0 | 0 | 0 | 0 | 0 | 0 | 0 | 0 | 0 | 0 | 0 | 0 | 0 | 0 | 0 | 0 | 0 | 0 | 0 | 0 | 0 | 0 | 0 | 0 | 0 | 0 | 0 | 0 | 0 | 0 | 0 | 0 | 0 | 0 | 0 | 0 | 0 | 0 | 0 | 0 | 0 | 0 | 0 | 0 | 0 | 0 | 0 | 0 | 0 | 0 | 0 | 0 | 0 | 0 | 0 | 0 | 0 | 0 | 0 | 0 | 0 | 0 | 0 | 0 | 0 | 0 | 0 | 0 | 0 | 0 | 0 | 0 | 0 | 0 | 0 | 0 | 0 | 0 | 0 | 0 | 0 | 0 | 0 | 0 | 0 | 0 | 0 | 0 | 0 | 0 | 0 | 0 | 0 | 0 | 0 | 0 | 0 | 0 | 0 | 0 | 0 | 0 | 0 | 0 | 0 | 0 | 0 | 0 | 0 | 0 | 0 | 0 | 0 | 0 | 0 | 0 | 0 | 0 | 0 | 0 | 0 | 0 | 0 | 0 | 0 | 0 | 0 | 0 | 0 | 0 | 0 | 0 | 0 | 0 | 0 | 0 | 0 | 0 | 0 | 0 | 0 | 0 | 0 | 0 | 0 | 0 | 0 | 0 | 0 | 0 | 0 | 0 | 0 | 0 | 0 | 0 | 0 | 0 | 0 | 0 | 0 | 0 | 0 | 0 | 0 | 0 | 0 | 0 | 0 | 0 | 0 | 0 | 0 | 0 | 0 | 0 | 0 | 0 | 0 | 0 | 0 | 0 | 0 | 0 | 0 | 0 | 0 | 0 | 0 | 0 | 0 | 0 | 0 | 0 | 0 | 0 | 0 | 0 | 0 | 0 | 0 | 0 | 0 | 0 | 0 | 0 | 0 | 0 | 0 | 0 | 0 | 0 | 0 | 0 | 0 | 0 | 0 | 0 | 0 | 0 | 0 | 0 | 0 | 0 | 0 | 0 | 0 | 0 | 0 | 0 | 0 | 0 | 0 | 0 | 0 | 0 | 0 | 0 | 0 | 0 | 0 | 0 | 0 | 0 | 0 | 0 | 0 | 0 | 0 | 0 | 0 | 0 | 0 | 0 | 0 | 0 | 0 | 0 | 0 | 0 | 0 | 0 | 0 | 0 | 0 | 0 | 0 | 0 | 0 | 0 | 0 | 0 | [20 empty] | 8 | 2025 | 2025-06-01 | 2026-05-31 | 0
Adjusted RNS Volume (2) |  | 0 | 0 | 0 | 0 | 0 | 0 | 0 | 0 | 0 | 0 | 0 | 0 | 0 | 0 | 0 | 0 | 0 | 0 | 0 | 0 | 0 | 0 | 0 | 0 | 0 | 0 | 0 | 0 | 0 | 0 | 0 | 0 | 0 | 0 | 0 | 0 | 0 | 0 | 0 | 0 | 0 | 0 | 0 | 0 | 0 | 0 | 0 | 0 | 0 | 0 | 0 | 0 | 0 | 0 | 0 | 0 | 0 | 0 | 0 | 0 | 0 | 0 | 0 | 0 | 0 | 0 | 0 | 0 | 0 | 0 | 0 | 0 | 0 | 0 | 0 | 0 | 0 | 0 | 0 | 0 | 0 | 0 | 0 | 0 | 0 | 0 | 0 | 0 | 0 | 0 | 0 | 0 | 0 | 0 | 0 | 0 | 0 | 0 | 0 | 0 | 0 | 0 | 0 | 0 | 0 | 0 | 0 | 0 | 0 | 0 | 0 | 0 | 0 | 0 | 0 | 0 | 0 | 0 | 0 | 0 | 0 | 0 | 0 | 0 | 0 | 0 | 0 | 0 | 0 | 0 | 0 | 0 | 0 | 0 | 0 | 0 | 0 | 0 | 0 | 0 | 0 | 0 | 0 | 0 | 0 | 0 | 0 | 0 | 0 | 0 | 0 | 0 | 0 | 0 | 0 | 0 | 0 | 0 | 0 | 0 | 0 | 0 | 0 | 0 | 0 | 0 | 0 | 0 | 0 | 0 | 0 | 0 | 0 | 0 | 0 | 0 | 0 | 0 | 0 | 0 | 0 | 0 | 0 | 0 | 0 | 0 | 0 | 0 | 0 | 0 | 0 | 0 | 0 | 0 | 0 | 0 | 0 | 0 | 0 | 0 | 0 | 0 | 0 | 0 | 0 | 0 | 0 | 0 | 0 | 0 | 0 | 0 | 0 | 0 | 0 | 0 | 0 | 0 | 0 | 0 | 0 | 0 | 0 | 0 | 0 | 0 | 0 | 0 | 0 | 0 | 0 | 0 | 0 | 0 | 0 | 0 | 0 | 0 | 0 | 0 | 0 | 0 | 0 | 0 | 0 | 0 | 0 | 0 | 0 | 0 | 0 | 0 | 0 | 0 | 0 | 0 | 0 | 0 | 0 | 0 | 0 | 0 | 0 | 0 | 0 | 0 | 0 | 0 | 0 | 0 | 0 | 0 | 0 | 0 | 0 | 0 | 0 | 0 | 0 | 0 | 0 | 0 | 0 | 0 | 0 | 0 | 0 | 0 | 0 | 0 | 0 | 0 | 0 | 0 | 0 | 0 | 0 | 0 | 0 | 0 | 0 | 0 | 0 | 0 | 0 | 0 | 0 | 0 | 0 | 0 | 0 | 0 | 0 | 0 | 0 | 0 | 0 | 0 | 0 | 0 | 0 | 0 | 0 | 0 | 0 | 0 | 0 | 0 | 0 | 0 | 0 | 0 | 0 | 0 | 0 | 0 | 0 | 0 | 0 | 0 | 0 | 0 | 0 | 0 | 0 | 0 | 0 | 0 | 0 | 0 | 0 | 0 | 0 | 0 | 0 | 0 | 0 | 0 | 0 | 0 | [20 empty] | 8 | 2026 | 2026-06-01 | 2027-05-31 | 0
[382 empty] | 8 | 2027 | 2027-06-01 | 2028-05-31 | 0
RNS Price - $/kW-month |  | 19.3023 | 19.3478 | 19.3478 | 19.3478 | 19.3478 | 19.3478 | 19.3478 | 19.3478 | 19.3478 | 19.3478 | 19.3478 | 19.3478 | 20.1678 | 20.2141 | 20.2141 | 20.2141 | 20.2141 | 20.2141 | 20.2141 | 20.2141 | 20.2141 | 20.2141 | 20.2141 | 20.2141 | 20.6641 | 20.7114 | 20.7114 | 20.7114 | 20.7114 | 20.7114 | 20.7114 | 20.7114 | 20.7114 | 20.7114 | 20.7114 | 20.7114 | 20.9814 | 21.0296 | 21.0296 | 21.0296 | 21.0296 | 21.0296 | 21.0296 | 21.0296 | 21.0296 | 21.0296 | 21.0296 | 21.0296 | 21.3096 | 21.3588 | 21.3588 | 21.3588 | 21.3588 | 21.3588 | 21.3588 | 21.3588 | 21.3588 | 21.3588 | 21.3588 | 21.3588 | 21.6488 | 21.699 | 21.699 | 21.699 | 21.699 | 21.699 | 21.699 | 21.699 | 21.699 | 21.699 | 21.699 | 21.699 | 21.979 | 22.0302 | 22.0302 | 22.0302 | 22.0302 | 22.0302 | 22.0302 | 22.0302 | 22.0302 | 22.0302 | 22.0302 | 22.0302 | 22.3202 | 22.3724 | 22.3724 | 22.3724 | 22.3724 | 22.3724 | 22.3724 | 22.3724 | 22.3724 | 22.3724 | 22.3724 | 22.3724 | 22.6724 | 22.7256 | 22.7256 | 22.7256 | 22.7256 | 22.7256 | 22.7256 | 22.7256 | 22.7256 | 22.7256 | 22.7256 | 22.7256 | 23.0256 | 23.0799 | 23.0799 | 23.0799 | 23.0799 | 23.0799 | 23.0799 | 23.0799 | 23.0799 | 23.0799 | 23.0799 | 23.0799 | 23.3799 | 23.4353 | 23.4353 | 23.4353 | 23.4353 | 23.4353 | 23.4353 | 23.4353 | 23.4353 | 23.4353 | 23.4353 | 23.4353 | 23.7453 | 23.8018 | 23.8018 | 23.8018 | 23.8018 | 23.8018 | 23.8018 | 23.8018 | 23.8018 | 23.8018 | 23.8018 | 23.8018 | 24.1218 | 24.1795 | 24.1795 | 24.1795 | 24.1795 | 24.1795 | 24.1795 | 24.1795 | 24.1795 | 24.1795 | 24.1795 | 24.1795 | 24.4895 | 24.5483 | 24.5483 | 24.5483 | 24.5483 | 24.5483 | 24.5483 | 24.5483 | 24.5483 | 24.5483 | 24.5483 | 24.5483 | 24.8783 | 24.9382 | 24.9382 | 24.9382 | 24.9382 | 24.9382 | 24.9382 | 24.9382 | 24.9382 | 24.9382 | 24.9382 | 24.9382 | 25.2682 | 25.3294 | 25.3294 | 25.3294 | 25.3294 | 25.3294 | 25.3294 | 25.3294 | 25.3294 | 25.3294 | 25.3294 | 25.3294 | 25.6594 | 25.7218 | 25.7218 | 25.7218 | 25.7218 | 25.7218 | 25.7218 | 25.7218 | 25.7218 | 25.7218 | 25.7218 | 25.7218 | 26.0618 | 26.1254 | 26.1254 | 26.1254 | 26.1254 | 26.1254 | 26.1254 | 26.1254 | 26.1254 | 26.1254 | 26.1254 | 26.1254 | 26.4654 | 26.5303 | 26.5303 | 26.5303 | 26.5303 | 26.5303 | 26.5303 | 26.5303 | 26.5303 | 26.5303 | 26.5303 | 26.5303 | 26.8803 | 26.9465 | 26.9465 | 26.9465 | 26.9465 | 26.9465 | 26.9465 | 26.9465 | 26.9465 | 26.9465 | 26.9465 | 26.9465 | 27.2965 | 27.3641 | 27.3641 | 27.3641 | 27.3641 | 27.3641 | 27.3641 | 27.3641 | 27.3641 | 27.3641 | 27.3641 | 27.3641 | 27.7241 | 27.7929 | 27.7929 | 27.7929 | 27.7929 | 27.7929 | 27.7929 | 27.7929 | 27.7929 | 27.7929 | 27.7929 | 27.7929 | 28.1629 | 28.2332 | 28.2332 | 28.2332 | 28.2332 | 28.2332 | 28.2332 | 28.2332 | 28.2332 | 28.2332 | 28.2332 | 28.2332 | 28.5932 | 28.6649 | 28.6649 | 28.6649 | 28.6649 | 28.6649 | 28.6649 | 28.6649 | 28.6649 | 28.6649 | 28.6649 | 28.6649 | 29.0449 | 29.118 | 29.118 | 29.118 | 29.118 | 29.118 | 29.118 | 29.118 | 29.118 | 29.118 | 29.118 | 29.118 | 29.498 | 29.5725 | 29.5725 | 29.5725 | 29.5725 | 29.5725 | 29.5725 | 29.5725 | 29.5725 | 29.5725 | 29.5725 | 29.5725 | 29.9625 | 30.0386 | 30.0386 | 30.0386 | 30.0386 | 30.0386 | 30.0386 | 30.0386 | 30.0386 | 30.0386 | 30.0386 | 30.0386 | 0 | 0 | 0 | 0 | 0 | 0 | 0 | 0 | 0 | 0 | 0 | 0 | 0 | 0 | 0 | 0 | 0 | 0 | 0 | 0 | 0 | 0 | 0 | 0 | 0 | 0 | 0 | 0 | 0 | 0 | 0 | 0 | 0 | 0 | 0 | 0 | 0 | 0 | 0 | 0 | 0 | 0 | 0 | 0 | 0 | 0 | 0 | 0 | 0 | 0 | 0 | 0 | 0 | 0 | 0 | 0 | 8 | 2028 | 2028-06-01 | 2029-05-31 | 0
Capacity Price - $/kW-month |  | 3.58 | 3.58 | 3.58 | 3.58 | 3.58 | 5.349 | 5.349 | 5.349 | 5.349 | 5.349 | 5.349 | 5.349 | 5.349 | 5.349 | 5.349 | 5.349 | 5.349 | 6.1398 | 6.1398 | 6.1398 | 6.1398 | 6.1398 | 6.1398 | 6.1398 | 6.1398 | 6.1398 | 6.1398 | 6.1398 | 6.1398 | 6.3795 | 6.3795 | 6.3795 | 6.3795 | 6.3795 | 6.3795 | 6.3795 | 6.3795 | 6.3795 | 6.3795 | 6.3795 | 6.3795 | 6.6687 | 6.6687 | 6.6687 | 6.6687 | 6.6687 | 6.6687 | 6.6687 | 6.6687 | 6.6687 | 6.6687 | 6.6687 | 6.6687 | 7.289 | 7.289 | 7.289 | 7.289 | 7.289 | 7.289 | 7.289 | 7.289 | 7.289 | 7.289 | 7.289 | 7.289 | 7.5317 | 7.5317 | 7.5317 | 7.5317 | 7.5317 | 7.5317 | 7.5317 | 7.5317 | 7.5317 | 7.5317 | 7.5317 | 7.5317 | 7.9506 | 7.9506 | 7.9506 | 7.9506 | 7.9506 | 7.9506 | 7.9506 | 7.9506 | 7.9506 | 7.9506 | 7.9506 | 7.9506 | 8.7393 | 8.7393 | 8.7393 | 8.7393 | 8.7393 | 8.7393 | 8.7393 | 8.7393 | 8.7393 | 8.7393 | 8.7393 | 8.7393 | 12.4472 | 12.4472 | 12.4472 | 12.4472 | 12.4472 | 12.4472 | 12.4472 | 12.4472 | 12.4472 | 12.4472 | 12.4472 | 12.4472 | 13.3672 | 13.3672 | 13.3672 | 13.3672 | 13.3672 | 13.3672 | 13.3672 | 13.3672 | 13.3672 | 13.3672 | 13.3672 | 13.3672 | 14.1264 | 14.1264 | 14.1264 | 14.1264 | 14.1264 | 14.1264 | 14.1264 | 14.1264 | 14.1264 | 14.1264 | 14.1264 | 14.1264 | 14.951 | 14.951 | 14.951 | 14.951 | 14.951 | 14.951 | 14.951 | 14.951 | 14.951 | 14.951 | 14.951 | 14.951 | 15.3248 | 15.3248 | 15.3248 | 15.3248 | 15.3248 | 15.3248 | 15.3248 | 15.3248 | 15.3248 | 15.3248 | 15.3248 | 15.3248 | 15.7079 | 15.7079 | 15.7079 | 15.7079 | 15.7079 | 15.7079 | 15.7079 | 15.7079 | 15.7079 | 15.7079 | 15.7079 | 15.7079 | 16.1006 | 16.1006 | 16.1006 | 16.1006 | 16.1006 | 16.1006 | 16.1006 | 16.1006 | 16.1006 | 16.1006 | 16.1006 | 16.1006 | 16.5031 | 16.5031 | 16.5031 | 16.5031 | 16.5031 | 16.5031 | 16.5031 | 16.5031 | 16.5031 | 16.5031 | 16.5031 | 16.5031 | 16.9157 | 16.9157 | 16.9157 | 16.9157 | 16.9157 | 16.9157 | 16.9157 | 16.9157 | 16.9157 | 16.9157 | 16.9157 | 16.9157 | 17.3047 | 17.3047 | 17.3047 | 17.3047 | 17.3047 | 17.3047 | 17.3047 | 17.3047 | 17.3047 | 17.3047 | 17.3047 | 17.3047 | 17.7027 | 17.7027 | 17.7027 | 17.7027 | 17.7027 | 17.7027 | 17.7027 | 17.7027 | 17.7027 | 17.7027 | 17.7027 | 17.7027 | 18.1099 | 18.1099 | 18.1099 | 18.1099 | 18.1099 | 18.1099 | 18.1099 | 18.1099 | 18.1099 | 18.1099 | 18.1099 | 18.1099 | 18.5264 | 18.5264 | 18.5264 | 18.5264 | 18.5264 | 18.5264 | 18.5264 | 18.5264 | 18.5264 | 18.5264 | 18.5264 | 18.5264 | 18.9525 | 18.9525 | 18.9525 | 18.9525 | 18.9525 | 18.9525 | 18.9525 | 18.9525 | 18.9525 | 18.9525 | 18.9525 | 18.9525 | 19.3885 | 19.3885 | 19.3885 | 19.3885 | 19.3885 | 19.3885 | 19.3885 | 19.3885 | 19.3885 | 19.3885 | 19.3885 | 19.3885 | 19.8344 | 19.8344 | 19.8344 | 19.8344 | 19.8344 | 19.8344 | 19.8344 | 19.8344 | 19.8344 | 19.8344 | 19.8344 | 19.8344 | 20.2906 | 20.2906 | 20.2906 | 20.2906 | 20.2906 | 20.2906 | 20.2906 | 20.2906 | 20.2906 | 20.2906 | 20.2906 | 20.2906 | 20.7573 | 20.7573 | 20.7573 | 20.7573 | 20.7573 | 20.7573 | 20.7573 | 20.7573 | 20.7573 | 20.7573 | 20.7573 | 20.7573 | 21.2347 | 21.2347 | 21.2347 | 21.2347 | 21.2347 | 21.2347 | 21.2347 | 21.2347 | 21.2347 | 21.2347 | 21.2347 | 21.2347 | 21.7231 | 21.7231 | 21.7231 | 21.7231 | 21.7231 | 21.7231 | 21.7231 | 21.7231 | 21.7231 | 21.7231 | 21.7231 | 21.7231 | 22.2227 | 22.2227 | 22.2227 | 22.2227 | 22.2227 | 22.2227 | 22.2227 | 22.2227 | 22.2227 | 22.2227 | 22.2227 | 22.2227 | 0 | 0 | 0 | 0 | 0 | 0 | 0 | 0 | 0 | 0 | 0 | 0 | 0 | 0 | 0 | 0 | 0 | 0 | 0 | 0 | 0 | 0 | 0 | 0 | 0 | 0 | 0 | 8 | 2029 | 2029-06-01 | 2030-05-31 | 0
[382 empty] | 8 | 2030 | 2030-06-01 | 2031-05-31 | 0
Revenues | [381 empty] | 8 | 2031 | 2031-06-01 | 2032-05-31 | 0
Energy |  | 0 | 0 | 0 | 0 | 0 | 0 | 0 | 0 | 0 | 0 | 0 | 0 | 0 | 0 | 0 | 0 | 0 | 0 | 0 | 0 | 0 | 0 | 0 | 0 | 0 | 0 | 0 | 0 | 0 | 0 | 0 | 0 | 0 | 0 | 0 | 0 | 0 | 0 | 0 | 0 | 0 | 0 | 0 | 0 | 0 | 0 | 0 | 0 | 0 | 0 | 0 | 0 | 0 | 0 | 0 | 0 | 0 | 0 | 0 | 0 | 0 | 0 | 0 | 0 | 0 | 0 | 0 | 0 | 0 | 0 | 0 | 0 | 0 | 0 | 0 | 0 | 0 | 0 | 0 | 0 | 0 | 0 | 0 | 0 | 0 | 0 | 0 | 0 | 0 | 0 | 0 | 0 | 0 | 0 | 0 | 0 | 0 | 0 | 0 | 0 | 0 | 0 | 0 | 0 | 0 | 0 | 0 | 0 | 0 | 0 | 0 | 0 | 0 | 0 | 0 | 0 | 0 | 0 | 0 | 0 | 0 | 0 | 0 | 0 | 0 | 0 | 0 | 0 | 0 | 0 | 0 | 0 | 0 | 0 | 0 | 0 | 0 | 0 | 0 | 0 | 0 | 0 | 0 | 0 | 0 | 0 | 0 | 0 | 0 | 0 | 0 | 0 | 0 | 0 | 0 | 0 | 0 | 0 | 0 | 0 | 0 | 0 | 0 | 0 | 0 | 0 | 0 | 0 | 0 | 0 | 0 | 0 | 0 | 0 | 0 | 0 | 0 | 0 | 0 | 0 | 0 | 0 | 0 | 0 | 0 | 0 | 0 | 0 | 0 | 0 | 0 | 0 | 0 | 0 | 0 | 0 | 0 | 0 | 0 | 0 | 0 | 0 | 0 | 0 | 0 | 0 | 0 | 0 | 0 | 0 | 0 | 0 | 0 | 0 | 0 | 0 | 0 | 0 | 0 | 0 | 0 | 0 | 0 | 0 | 0 | 0 | 0 | 0 | 0 | 0 | 0 | 0 | 0 | 0 | 0 | 0 | 0 | 0 | 0 | 0 | 0 | 0 | 0 | 0 | 0 | 0 | 0 | 0 | 0 | 0 | 0 | 0 | 0 | 0 | 0 | 0 | 0 | 0 | 0 | 0 | 0 | 0 | 0 | 0 | 0 | 0 | 0 | 0 | 0 | 0 | 0 | 0 | 0 | 0 | 0 | 0 | 0 | 0 | 0 | 0 | 0 | 0 | 0 | 0 | 0 | 0 | 0 | 0 | 0 | 0 | 0 | 0 | 0 | 0 | 0 | 0 | 0 | 0 | 0 | 0 | 0 | 0 | 0 | 0 | 0 | 0 | 0 | 0 | 0 | 0 | 0 | 0 | 0 | 0 | 0 | 0 | 0 | 0 | 0 | 0 | 0 | 0 | 0 | 0 | 0 | 0 | 0 | 0 | 0 | 0 | 0 | 0 | 0 | 0 | 0 | 0 | 0 | 0 | 0 | 0 | 0 | 0 | 0 | 0 | 0 | 0 | 0 | 0 | 0 | 0 | 0 | 0 | 0 | 0 | 0 | 0 | 0 | 0 | 0 | 0 | [20 empty] | 8 | 2032 | 2032-06-01 | 2033-05-31 | 0
DASI
Rate 1
Frequency |  | 0 | 0 | 0 | 0 | 0 | 0 | 0 | 0 | 0 | 0 | 0 | 0 | 0 | 0 | 0 | 0 | 0 | 0 | 0 | 0 | 0 | 0 | 0 | 0 | 0 | 0 | 0 | 0 | 0 | 0 | 0 | 0 | 0 | 0 | 0 | 0 | 0 | 0 | 0 | 0 | 0 | 0 | 0 | 0 | 0 | 0 | 0 | 0 | 0 | 0 | 0 | 0 | 0 | 0 | 0 | 0 | 0 | 0 | 0 | 0 | 0 | 0 | 0 | 0 | 0 | 0 | 0 | 0 | 0 | 0 | 0 | 0 | 0 | 0 | 0 | 0 | 0 | 0 | 0 | 0 | 0 | 0 | 0 | 0 | 0 | 0 | 0 | 0 | 0 | 0 | 0 | 0 | 0 | 0 | 0 | 0 | 0 | 0 | 0 | 0 | 0 | 0 | 0 | 0 | 0 | 0 | 0 | 0 | 0 | 0 | 0 | 0 | 0 | 0 | 0 | 0 | 0 | 0 | 0 | 0 | 0 | 0 | 0 | 0 | 0 | 0 | 0 | 0 | 0 | 0 | 0 | 0 | 0 | 0 | 0 | 0 | 0 | 0 | 0 | 0 | 0 | 0 | 0 | 0 | 0 | 0 | 0 | 0 | 0 | 0 | 0 | 0 | 0 | 0 | 0 | 0 | 0 | 0 | 0 | 0 | 0 | 0 | 0 | 0 | 0 | 0 | 0 | 0 | 0 | 0 | 0 | 0 | 0 | 0 | 0 | 0 | 0 | 0 | 0 | 0 | 0 | 0 | 0 | 0 | 0 | 0 | 0 | 0 | 0 | 0 | 0 | 0 | 0 | 0 | 0 | 0 | 0 | 0 | 0 | 0 | 0 | 0 | 0 | 0 | 0 | 0 | 0 | 0 | 0 | 0 | 0 | 0 | 0 | 0 | 0 | 0 | 0 | 0 | 0 | 0 | 0 | 0 | 0 | 0 | 0 | 0 | 0 | 0 | 0 | 0 | 0 | 0 | 0 | 0 | 0 | 0 | 0 | 0 | 0 | 0 | 0 | 0 | 0 | 0 | 0 | 0 | 0 | 0 | 0 | 0 | 0 | 0 | 0 | 0 | 0 | 0 | 0 | 0 | 0 | 0 | 0 | 0 | 0 | 0 | 0 | 0 | 0 | 0 | 0 | 0 | 0 | 0 | 0 | 0 | 0 | 0 | 0 | 0 | 0 | 0 | 0 | 0 | 0 | 0 | 0 | 0 | 0 | 0 | 0 | 0 | 0 | 0 | 0 | 0 | 0 | 0 | 0 | 0 | 0 | 0 | 0 | 0 | 0 | 0 | 0 | 0 | 0 | 0 | 0 | 0 | 0 | 0 | 0 | 0 | 0 | 0 | 0 | 0 | 0 | 0 | 0 | 0 | 0 | 0 | 0 | 0 | 0 | 0 | 0 | 0 | 0 | 0 | 0 | 0 | 0 | 0 | 0 | 0 | 0 | 0 | 0 | 0 | 0 | 0 | 0 | 0 | 0 | 0 | 0 | 0 | 0 | 0 | 0 | 0 | 0 | 0 | 0 | 0 | 0 | 0
T&D Deferral |  | 0 | 0 | 0 | 0 | 0 | 0 | 0 | 0 | 0 | 0 | 0 | 0 | 0 | 0 | 0 | 0 | 0 | 0 | 0 | 0 | 0 | 0 | 0 | 0 | 0 | 0 | 0 | 0 | 0 | 0 | 0 | 0 | 0 | 0 | 0 | 0 | 0 | 0 | 0 | 0 | 0 | 0 | 0 | 0 | 0 | 0 | 0 | 0 | 0 | 0 | 0 | 0 | 0 | 0 | 0 | 0 | 0 | 0 | 0 | 0 | 0 | 0 | 0 | 0 | 0 | 0 | 0 | 0 | 0 | 0 | 0 | 0 | 0 | 0 | 0 | 0 | 0 | 0 | 0 | 0 | 0 | 0 | 0 | 0 | 0 | 0 | 0 | 0 | 0 | 0 | 0 | 0 | 0 | 0 | 0 | 0 | 0 | 0 | 0 | 0 | 0 | 0 | 0 | 0 | 0 | 0 | 0 | 0 | 0 | 0 | 0 | 0 | 0 | 0 | 0 | 0 | 0 | 0 | 0 | 0 | 0 | 0 | 0 | 0 | 0 | 0 | 0 | 0 | 0 | 0 | 0 | 0 | 0 | 0 | 0 | 0 | 0 | 0 | 0 | 0 | 0 | 0 | 0 | 0 | 0 | 0 | 0 | 0 | 0 | 0 | 0 | 0 | 0 | 0 | 0 | 0 | 0 | 0 | 0 | 0 | 0 | 0 | 0 | 0 | 0 | 0 | 0 | 0 | 0 | 0 | 0 | 0 | 0 | 0 | 0 | 0 | 0 | 0 | 0 | 0 | 0 | 0 | 0 | 0 | 0 | 0 | 0 | 0 | 0 | 0 | 0 | 0 | 0 | 0 | 0 | 0 | 0 | 0 | 0 | 0 | 0 | 0 | 0 | 0 | 0 | 0 | 0 | 0 | 0 | 0 | 0 | 0 | 0 | 0 | 0 | 0 | 0 | 0 | 0 | 0 | 0 | 0 | 0 | 0 | 0 | 0 | 0 | 0 | 0 | 0 | 0 | 0 | 0 | 0 | 0 | 0 | 0 | 0 | 0 | 0 | 0 | 0 | 0 | 0 | 0 | 0 | 0 | 0 | 0 | 0 | 0 | 0 | 0 | 0 | 0 | 0 | 0 | 0 | 0 | 0 | 0 | 0 | 0 | 0 | 0 | 0 | 0 | 0 | 0 | 0 | 0 | 0 | 0 | 0 | 0 | 0 | 0 | 0 | 0 | 0 | 0 | 0 | 0 | 0 | 0 | 0 | 0 | 0 | 0 | 0 | 0 | 0 | 0 | 0 | 0 | 0 | 0 | 0 | 0 | 0 | 0 | 0 | 0 | 0 | 0 | 0 | 0 | 0 | 0 | 0 | 0 | 0 | 0 | 0 | 0 | 0 | 0 | 0 | 0 | 0 | 0 | 0 | 0 | 0 | 0 | 0 | 0 | 0 | 0 | 0 | 0 | 0 | 0 | 0 | 0 | 0 | 0 | 0 | 0 | 0 | 0 | 0 | 0 | 0 | 0 | 0 | 0 | 0 | 0 | 0 | 0 | 0 | 0 | 0 | 0 | 0 | 0 | 0 | 0 | 0 | 0 | 0 | 0 | 0 | 0 | 0 | 0 | 0 | 0 | 0 | 0 | 0 | 0 | 0 | 0 | 0 | 0 | 0 | 0 | 0
Power Factor/VAR support |  | 0 | 0 | 0 | 0 | 0 | 0 | 0 | 0 | 0 | 0 | 0 | 0 | 0 | 0 | 0 | 0 | 0 | 0 | 0 | 0 | 0 | 0 | 0 | 0 | 0 | 0 | 0 | 0 | 0 | 0 | 0 | 0 | 0 | 0 | 0 | 0 | 0 | 0 | 0 | 0 | 0 | 0 | 0 | 0 | 0 | 0 | 0 | 0 | 0 | 0 | 0 | 0 | 0 | 0 | 0 | 0 | 0 | 0 | 0 | 0 | 0 | 0 | 0 | 0 | 0 | 0 | 0 | 0 | 0 | 0 | 0 | 0 | 0 | 0 | 0 | 0 | 0 | 0 | 0 | 0 | 0 | 0 | 0 | 0 | 0 | 0 | 0 | 0 | 0 | 0 | 0 | 0 | 0 | 0 | 0 | 0 | 0 | 0 | 0 | 0 | 0 | 0 | 0 | 0 | 0 | 0 | 0 | 0 | 0 | 0 | 0 | 0 | 0 | 0 | 0 | 0 | 0 | 0 | 0 | 0 | 0 | 0 | 0 | 0 | 0 | 0 | 0 | 0 | 0 | 0 | 0 | 0 | 0 | 0 | 0 | 0 | 0 | 0 | 0 | 0 | 0 | 0 | 0 | 0 | 0 | 0 | 0 | 0 | 0 | 0 | 0 | 0 | 0 | 0 | 0 | 0 | 0 | 0 | 0 | 0 | 0 | 0 | 0 | 0 | 0 | 0 | 0 | 0 | 0 | 0 | 0 | 0 | 0 | 0 | 0 | 0 | 0 | 0 | 0 | 0 | 0 | 0 | 0 | 0 | 0 | 0 | 0 | 0 | 0 | 0 | 0 | 0 | 0 | 0 | 0 | 0 | 0 | 0 | 0 | 0 | 0 | 0 | 0 | 0 | 0 | 0 | 0 | 0 | 0 | 0 | 0 | 0 | 0 | 0 | 0 | 0 | 0 | 0 | 0 | 0 | 0 | 0 | 0 | 0 | 0 | 0 | 0 | 0 | 0 | 0 | 0 | 0 | 0 | 0 | 0 | 0 | 0 | 0 | 0 | 0 | 0 | 0 | 0 | 0 | 0 | 0 | 0 | 0 | 0 | 0 | 0 | 0 | 0 | 0 | 0 | 0 | 0 | 0 | 0 | 0 | 0 | 0 | 0 | 0 | 0 | 0 | 0 | 0 | 0 | 0 | 0 | 0 | 0 | 0 | 0 | 0 | 0 | 0 | 0 | 0 | 0 | 0 | 0 | 0 | 0 | 0 | 0 | 0 | 0 | 0 | 0 | 0 | 0 | 0 | 0 | 0 | 0 | 0 | 0 | 0 | 0 | 0 | 0 | 0 | 0 | 0 | 0 | 0 | 0 | 0 | 0 | 0 | 0 | 0 | 0 | 0 | 0 | 0 | 0 | 0 | 0 | 0 | 0 | 0 | 0 | 0 | 0 | 0 | 0 | 0 | 0 | 0 | 0 | 0 | 0 | 0 | 0 | 0 | 0 | 0 | 0 | 0 | 0 | 0 | 0 | 0 | 0 | 0 | 0 | 0 | 0 | 0 | 0 | 0 | 0 | 0 | 0 | 0 | 0 | 0 | 0 | 0 | 0 | 0 | 0 | 0 | 0 | 0 | 0 | 0 | 0 | 0 | 0 | 0 | 0 | 0 | 0 | 0 | 0 | 0
Capacity |  | 0 | 0 | 0 | 0 | 0 | 0 | 0 | 0 | 0 | 0 | 0 | 0 | 0 | 0 | 0 | 0 | 0 | 0 | 0 | 0 | 0 | 0 | 0 | 0 | 0 | 0 | 0 | 0 | 0 | 0 | 0 | 0 | 0 | 0 | 0 | 0 | 0 | 0 | 0 | 0 | 0 | 0 | 0 | 0 | 0 | 0 | 0 | 0 | 0 | 0 | 0 | 0 | 0 | 0 | 0 | 0 | 0 | 0 | 0 | 0 | 0 | 0 | 0 | 0 | 0 | 0 | 0 | 0 | 0 | 0 | 0 | 0 | 0 | 0 | 0 | 0 | 0 | 0 | 0 | 0 | 0 | 0 | 0 | 0 | 0 | 0 | 0 | 0 | 0 | 0 | 0 | 0 | 0 | 0 | 0 | 0 | 0 | 0 | 0 | 0 | 0 | 0 | 0 | 0 | 0 | 0 | 0 | 0 | 0 | 0 | 0 | 0 | 0 | 0 | 0 | 0 | 0 | 0 | 0 | 0 | 0 | 0 | 0 | 0 | 0 | 0 | 0 | 0 | 0 | 0 | 0 | 0 | 0 | 0 | 0 | 0 | 0 | 0 | 0 | 0 | 0 | 0 | 0 | 0 | 0 | 0 | 0 | 0 | 0 | 0 | 0 | 0 | 0 | 0 | 0 | 0 | 0 | 0 | 0 | 0 | 0 | 0 | 0 | 0 | 0 | 0 | 0 | 0 | 0 | 0 | 0 | 0 | 0 | 0 | 0 | 0 | 0 | 0 | 0 | 0 | 0 | 0 | 0 | 0 | 0 | 0 | 0 | 0 | 0 | 0 | 0 | 0 | 0 | 0 | 0 | 0 | 0 | 0 | 0 | 0 | 0 | 0 | 0 | 0 | 0 | 0 | 0 | 0 | 0 | 0 | 0 | 0 | 0 | 0 | 0 | 0 | 0 | 0 | 0 | 0 | 0 | 0 | 0 | 0 | 0 | 0 | 0 | 0 | 0 | 0 | 0 | 0 | 0 | 0 | 0 | 0 | 0 | 0 | 0 | 0 | 0 | 0 | 0 | 0 | 0 | 0 | 0 | 0 | 0 | 0 | 0 | 0 | 0 | 0 | 0 | 0 | 0 | 0 | 0 | 0 | 0 | 0 | 0 | 0 | 0 | 0 | 0 | 0 | 0 | 0 | 0 | 0 | 0 | 0 | 0 | 0 | 0 | 0 | 0 | 0 | 0 | 0 | 0 | 0 | 0 | 0 | 0 | 0 | 0 | 0 | 0 | 0 | 0 | 0 | 0 | 0 | 0 | 0 | 0 | 0 | 0 | 0 | 0 | 0 | 0 | 0 | 0 | 0 | 0 | 0 | 0 | 0 | 0 | 0 | 0 | 0 | 0 | 0 | 0 | 0 | 0 | 0 | 0 | 0 | 0 | 0 | 0 | 0 | 0 | 0 | 0 | 0 | 0 | 0 | 0 | 0 | 0 | 0 | 0 | 0 | 0 | 0 | 0 | 0 | 0 | 0 | 0 | 0 | 0 | 0 | 0 | 0 | 0 | 0 | 0 | 0 | 0 | 0 | 0 | 0 | 0 | 0 | 0 | 0 | 0 | 0 | 0 | 0 | 0 | 0 | 0 | 0 | 0 | 0 | 0 | 0 | 0 | 0 | 0 | 0 | 8 | 2033 | 2033-06-01 | 2034-05-31 | 0
RNS |  | 0 | 0 | 0 | 0 | 0 | 0 | 0 | 0 | 0 | 0 | 0 | 0 | 0 | 0 | 0 | 0 | 0 | 0 | 0 | 0 | 0 | 0 | 0 | 0 | 0 | 0 | 0 | 0 | 0 | 0 | 0 | 0 | 0 | 0 | 0 | 0 | 0 | 0 | 0 | 0 | 0 | 0 | 0 | 0 | 0 | 0 | 0 | 0 | 0 | 0 | 0 | 0 | 0 | 0 | 0 | 0 | 0 | 0 | 0 | 0 | 0 | 0 | 0 | 0 | 0 | 0 | 0 | 0 | 0 | 0 | 0 | 0 | 0 | 0 | 0 | 0 | 0 | 0 | 0 | 0 | 0 | 0 | 0 | 0 | 0 | 0 | 0 | 0 | 0 | 0 | 0 | 0 | 0 | 0 | 0 | 0 | 0 | 0 | 0 | 0 | 0 | 0 | 0 | 0 | 0 | 0 | 0 | 0 | 0 | 0 | 0 | 0 | 0 | 0 | 0 | 0 | 0 | 0 | 0 | 0 | 0 | 0 | 0 | 0 | 0 | 0 | 0 | 0 | 0 | 0 | 0 | 0 | 0 | 0 | 0 | 0 | 0 | 0 | 0 | 0 | 0 | 0 | 0 | 0 | 0 | 0 | 0 | 0 | 0 | 0 | 0 | 0 | 0 | 0 | 0 | 0 | 0 | 0 | 0 | 0 | 0 | 0 | 0 | 0 | 0 | 0 | 0 | 0 | 0 | 0 | 0 | 0 | 0 | 0 | 0 | 0 | 0 | 0 | 0 | 0 | 0 | 0 | 0 | 0 | 0 | 0 | 0 | 0 | 0 | 0 | 0 | 0 | 0 | 0 | 0 | 0 | 0 | 0 | 0 | 0 | 0 | 0 | 0 | 0 | 0 | 0 | 0 | 0 | 0 | 0 | 0 | 0 | 0 | 0 | 0 | 0 | 0 | 0 | 0 | 0 | 0 | 0 | 0 | 0 | 0 | 0 | 0 | 0 | 0 | 0 | 0 | 0 | 0 | 0 | 0 | 0 | 0 | 0 | 0 | 0 | 0 | 0 | 0 | 0 | 0 | 0 | 0 | 0 | 0 | 0 | 0 | 0 | 0 | 0 | 0 | 0 | 0 | 0 | 0 | 0 | 0 | 0 | 0 | 0 | 0 | 0 | 0 | 0 | 0 | 0 | 0 | 0 | 0 | 0 | 0 | 0 | 0 | 0 | 0 | 0 | 0 | 0 | 0 | 0 | 0 | 0 | 0 | 0 | 0 | 0 | 0 | 0 | 0 | 0 | 0 | 0 | 0 | 0 | 0 | 0 | 0 | 0 | 0 | 0 | 0 | 0 | 0 | 0 | 0 | 0 | 0 | 0 | 0 | 0 | 0 | 0 | 0 | 0 | 0 | 0 | 0 | 0 | 0 | 0 | 0 | 0 | 0 | 0 | 0 | 0 | 0 | 0 | 0 | 0 | 0 | 0 | 0 | 0 | 0 | 0 | 0 | 0 | 0 | 0 | 0 | 0 | 0 | 0 | 0 | 0 | 0 | 0 | 0 | 0 | 0 | 0 | 0 | 0 | 0 | 0 | 0 | 0 | 0 | 0 | 0 | 0 | 0 | 0 | 0 | 0 | 0 | 0 | 0 | 0 | 0 | 0 | 0 | 0 | 0 | 0 | 8 | 2034 | 2034-06-01 | 2035-05-31 | 0
Total Revenues |  | 0 | 0 | 0 | 0 | 0 | 0 | 0 | 0 | 0 | 0 | 0 | 0 | 0 | 0 | 0 | 0 | 0 | 0 | 0 | 0 | 0 | 0 | 0 | 0 | 0 | 0 | 0 | 0 | 0 | 0 | 0 | 0 | 0 | 0 | 0 | 0 | 0 | 0 | 0 | 0 | 0 | 0 | 0 | 0 | 0 | 0 | 0 | 0 | 0 | 0 | 0 | 0 | 0 | 0 | 0 | 0 | 0 | 0 | 0 | 0 | 0 | 0 | 0 | 0 | 0 | 0 | 0 | 0 | 0 | 0 | 0 | 0 | 0 | 0 | 0 | 0 | 0 | 0 | 0 | 0 | 0 | 0 | 0 | 0 | 0 | 0 | 0 | 0 | 0 | 0 | 0 | 0 | 0 | 0 | 0 | 0 | 0 | 0 | 0 | 0 | 0 | 0 | 0 | 0 | 0 | 0 | 0 | 0 | 0 | 0 | 0 | 0 | 0 | 0 | 0 | 0 | 0 | 0 | 0 | 0 | 0 | 0 | 0 | 0 | 0 | 0 | 0 | 0 | 0 | 0 | 0 | 0 | 0 | 0 | 0 | 0 | 0 | 0 | 0 | 0 | 0 | 0 | 0 | 0 | 0 | 0 | 0 | 0 | 0 | 0 | 0 | 0 | 0 | 0 | 0 | 0 | 0 | 0 | 0 | 0 | 0 | 0 | 0 | 0 | 0 | 0 | 0 | 0 | 0 | 0 | 0 | 0 | 0 | 0 | 0 | 0 | 0 | 0 | 0 | 0 | 0 | 0 | 0 | 0 | 0 | 0 | 0 | 0 | 0 | 0 | 0 | 0 | 0 | 0 | 0 | 0 | 0 | 0 | 0 | 0 | 0 | 0 | 0 | 0 | 0 | 0 | 0 | 0 | 0 | 0 | 0 | 0 | 0 | 0 | 0 | 0 | 0 | 0 | 0 | 0 | 0 | 0 | 0 | 0 | 0 | 0 | 0 | 0 | 0 | 0 | 0 | 0 | 0 | 0 | 0 | 0 | 0 | 0 | 0 | 0 | 0 | 0 | 0 | 0 | 0 | 0 | 0 | 0 | 0 | 0 | 0 | 0 | 0 | 0 | 0 | 0 | 0 | 0 | 0 | 0 | 0 | 0 | 0 | 0 | 0 | 0 | 0 | 0 | 0 | 0 | 0 | 0 | 0 | 0 | 0 | 0 | 0 | 0 | 0 | 0 | 0 | 0 | 0 | 0 | 0 | 0 | 0 | 0 | 0 | 0 | 0 | 0 | 0 | 0 | 0 | 0 | 0 | 0 | 0 | 0 | 0 | 0 | 0 | 0 | 0 | 0 | 0 | 0 | 0 | 0 | 0 | 0 | 0 | 0 | 0 | 0 | 0 | 0 | 0 | 0 | 0 | 0 | 0 | 0 | 0 | 0 | 0 | 0 | 0 | 0 | 0 | 0 | 0 | 0 | 0 | 0 | 0 | 0 | 0 | 0 | 0 | 0 | 0 | 0 | 0 | 0 | 0 | 0 | 0 | 0 | 0 | 0 | 0 | 0 | 0 | 0 | 0 | 0 | 0 | 0 | 0 | 0 | 0 | 0 | 0 | 0 | 0 | 0 | 0 | 0 | 0 | 0 | 0 | 0 | 0 | 0 | 0 | 0 | 0 | 0 | 8 | 2035 | 2035-06-01 | 2036-05-31 | 0
[382 empty] | 8 | 2036 | 2036-06-01 | 2037-05-31 | 0
Year 3 installs | NPV | 1 | 2 | 3 | 4 | 5 | 6 | 7 | 8 | 9 | 10 | 11 | 12 | 13 | 14 | 15 | 16 | 17 | 18 | 19 | 20 | 21 | 22 | 23 | 24 | 25 | 26 | 27 | 28 | 29 | 30 | [350 empty] | 8 | 2037 | 2037-06-01 | 2038-05-31 | 0
Revenues | [381 empty] | 8 | 2038 | 2038-06-01 | 2039-05-31 | 0
Energy | 0 | 0 | 0 | 0 | 0 | 0 | 0 | 0 | 0 | 0 | 0 | 0 | 0 | 0 | 0 | 0 | 0 | 0 | 0 | 0 | 0 | 0 | 0 | 0 | 0 | 0 | 0 | 0 | 0 | 0 | 0 | [350 empty] | 8 | 2039 | 2039-06-01 | 2040-05-31 | 0
DASI | 0 | 0 | 0 | 0 | 0 | 0 | 0 | 0 | 0 | 0 | 0 | 0 | 0 | 0 | 0 | 0 | 0 | 0 | 0 | 0 | 0 | 0 | 0 | 0 | 0 | 0 | 0 | 0 | 0 | 0 | 0
Rate 1 | 0 | 0 | 0 | 0 | 0 | 0 | 0 | 0 | 0 | 0 | 0 | 0 | 0 | 0 | 0 | 0 | 0 | 0 | 0 | 0 | 0 | 0 | 0 | 0 | 0 | 0 | 0 | 0 | 0 | 0 | 0
Frequency | 0 | 0 | 0 | 0 | 0 | 0 | 0 | 0 | 0 | 0 | 0 | 0 | 0 | 0 | 0 | 0 | 0 | 0 | 0 | 0 | 0 | 0 | 0 | 0 | 0 | 0 | 0 | 0 | 0 | 0 | 0
T&D Deferral | 0 | 0 | 0 | 0 | 0 | 0 | 0 | 0 | 0 | 0 | 0 | 0 | 0 | 0 | 0 | 0 | 0 | 0 | 0 | 0 | 0 | 0 | 0 | 0 | 0 | 0 | 0 | 0 | 0 | 0 | 0
Power Factor/VAR support | 0 | 0 | 0 | 0 | 0 | 0 | 0 | 0 | 0 | 0 | 0 | 0 | 0 | 0 | 0 | 0 | 0 | 0 | 0 | 0 | 0 | 0 | 0 | 0 | 0 | 0 | 0 | 0 | 0 | 0 | 0
Capacity | 0 | 0 | 0 | 0 | 0 | 0 | 0 | 0 | 0 | 0 | 0 | 0 | 0 | 0 | 0 | 0 | 0 | 0 | 0 | 0 | 0 | 0 | 0 | 0 | 0 | 0 | 0 | 0 | 0 | 0 | 0 | [350 empty] | 8 | 2040 | 2040-06-01 | 2041-05-31 | 0
RNS | 0 | 0 | 0 | 0 | 0 | 0 | 0 | 0 | 0 | 0 | 0 | 0 | 0 | 0 | 0 | 0 | 0 | 0 | 0 | 0 | 0 | 0 | 0 | 0 | 0 | 0 | 0 | 0 | 0 | 0 | 0 | [350 empty] | 8 | 2041 | 2041-06-01 | 2042-05-31 | 0
Total | 0 | 0 | 0 | 0 | 0 | 0 | 0 | 0 | 0 | 0 | 0 | 0 | 0 | 0 | 0 | 0 | 0 | 0 | 0 | 0 | 0 | 0 | 0 | 0 | 0 | 0 | 0 | 0 | 0 | 0 | 0 | [350 empty] | 8 | 2042 | 2042-06-01 | 2043-05-31 | 0
(0) Adjusted for failure rate | [381 empty] | 8 | 2043 | 2043-06-01 | 2044-05-31 | 0
(1) Adjusted for degradation and availability | [381 empty] | 8 | 2044 | 2044-06-01 | 2045-05-31 | 0
(2) Adjusted for losses, reserve margin (for FCM), and forecast error. | [381 empty] | 8 | 2045 | 2045-06-01 | 2046-05-31 | 0
[382 empty] | 8 | 2046 | 2046-06-01 | 2047-05-31 | 0
CELLS IN RED MUST BE CHANGED IF USING A THIRD YEAR OF INSTALLATIONS | [381 empty] | 8 | 2047 | 2047-06-01 | 2048-05-31 | 0 | bar: 1 to 5
[382 empty] | 8 | 2048 | 2048-06-01 | 2049-05-31 | 0
[382 empty] | 8 | 2049 | 2049-06-01 | 2050-05-31 | 0
[382 empty] | 8 | 2050 | 2050-06-01 | 2051-05-31 | 0
[382 empty] | 8 | 2051 | 2051-06-01 | 2052-05-31 | 0
[382 empty] | 8 | 2052 | 2052-06-01 | 2053-05-31 | 0
[382 empty] | 8 | 2053 | 2053-06-01 | 2054-05-31 | 0
[382 empty] | 8 | 2054 | 2054-06-01 | 2055-05-31 | 0
[382 empty] | 8 | 2055 | 2055-06-01 | 2056-05-31 | 0
[382 empty] | 8 | 2056 | 2056-06-01 | 2057-05-31 | 0
[382 empty] | 8 | 2057 | 2057-06-01 | 2058-05-31 | 0
[382 empty] | 8 | 2058 | 2058-06-01 | 2059-05-31 | 0
[382 empty] | 8 | 2059 | 2059-06-01 | 2060-05-31 | 0
Formulas:
Beginning = EOMONTH([Beginning, row above],11)+1
Ending = EOMONTH([Ending, row above],12)

## Connectivity
Tesla | 24 | per system (2 PWs) per year
| 20 | year duration
|  | Year | 1 | 2 | 3 | 4 | 5 | 6 | 7 | 8 | 9 | 10 | 11 | 12 | 13 | 14 | 15 | 16 | 17 | 18 | 19 | 20 | 21 | 22 | 23 | 24 | 25 | 26 | 27 | 28 | 29 | 30 | 31 | 32
Tesla cost share |  |  | 24 | 24 | 24 | 24 | 24 | 24 | 24 | 24 | 24 | 24 | 24 | 24 | 24 | 24 | 24 | 24 | 24 | 24 | 24 | 24 | 0 | 0 | 0 | 0 | 0 | 0 | 0 | 0 | 0 | 0 | 0 | 0
Average cost |  |  | 24 | 24 | 24 | 24 | 24 | 24 | 24 | 24 | 24 | 24 | 24 | 24 | 24 | 24 | 24 | 24 | 24 | 24 | 24 | 24 | 0 | 0 | 0 | 0 | 0 | 0 | 0 | 0 | 0 | 0 | 0 | 0
| NPV | 265.0655